{"text_format":"1","workbook":"xlsx","n_sheets":2,"sheets":["Curtailment Record","Event Summary"],"not_rendered":{"charts":3,"images":2,"macros":1,"external_links":0,"defined_names":2,"comments":0,"pivot_tables":0},"unopened":[],"bounds":{"document_bytes":16777216,"sheet_cells":100000,"rows_first":2000,"rows_last":500,"rows_between":2000,"halvings":0,"cell_chars":16384,"cell_head_chars":4096},"cells_cut":0,"cells_raw":0,"read":"whole","date_system":"1900"}

{"sheet":"Curtailment Record","index":0,"n_rows":3999,"n_cols":24,"rows_kept":3999,"cut":false,"hidden":false,"merged":[[0,8,0,9]]}
["Maximum of 4000 Curtailment Entries",null,null,null,"Curtailment Records",null,null,null,null,null,"Warning: Cannot Undo a Clear"]
[]
["Event Hour Mapping","Event","Event Hour counter","Event-Hour Counter mapping","Sim","Month","Day","Hour","Curt","Rviol","Wat Yr","Temp Yr","Wind Yr","Load","Rreq","Arsrv","Thr","Hydro","Wind","FO MW","Per FO","WCF","Sliceacc"]
[{"$f":"CONCATENATE(B4,\"_\",H4)","v":"1_9"},1,1,{"$f":"CONCATENATE(B4,\"_\",C4)","v":"1_1"},2,4,14,9,461.8,0,1930,1930,2,36042,2760,0,14535,2500,19562,0,939,5.0999999999999997E-2,0,0]
[{"$f":"CONCATENATE(B5,\"_\",H5)","v":"1_10"},{"$f":"IF(E5=E4,    (IF(F5=F4,    (IF(G5=G4,   (IF(H5=H4+1,B4,B4+1)), (IF(AND(G5=G4+1,H5=1,H4=24),B4,B4+1)))), B4+1)), B4+1)","v":1},{"$f":"IF(B5=B4,C4+1,1)","v":2},{"$f":"CONCATENATE(B5,\"_\",C5)","v":"1_2"},2,4,14,10,944,0,1930,1930,2,35547,2760,0,14535,2500,18585,0,939,5.0999999999999997E-2,0,0]
["1_11",{"$f":"IF(E6=E5,    (IF(F6=F5,    (IF(G6=G5,   (IF(H6=H5+1,B5,B5+1)), (IF(AND(G6=G5+1,H6=1,H5=24),B5,B5+1)))), B5+1)), B5+1)","v":1},{"$f":"IF(B6=B5,C5+1,1)","v":3},{"$f":"CONCATENATE(B6,\"_\",C6)","v":"1_3"},2,4,14,11,944,0,1930,1930,2,34358,2760,0,14535,2500,17396,0,939,5.0999999999999997E-2,0,0]
["1_12",1,4,"1_4",2,4,14,12,944,0,1930,1930,2,32595,2760,0,14535,2500,15236,0,939,5.0999999999999997E-2,0,0]
["1_13",1,5,"1_5",2,4,14,13,944,0,1930,1930,2,31003,2760,0,14535,2500,13511,0,939,5.0999999999999997E-2,0,0]
["1_14",1,6,"1_6",2,4,14,14,943.1,0,1930,1930,2,29733,2760,0,14536,2500,12109,0,938,5.0999999999999997E-2,0,0]
["1_15",1,7,"1_7",2,4,14,15,937.8,0,1930,1930,2,28922,2760,0,14541,2500,11298,0,932,0.05,0,0]
["1_16",1,8,"1_8",2,4,14,16,952,0,1930,1930,2,29494,2760,0,14527,2500,11857,13,947,5.0999999999999997E-2,3.0000000000000001E-3,0]
["1_17",1,9,"1_9",2,4,14,17,952,0,1930,1930,2,32596,2760,0,14527,2500,15060,44,947,5.0999999999999997E-2,8.9999999999999993E-3,0]
["1_18",1,10,"1_10",2,4,14,18,952,0,1930,1930,2,36346,2760,0,14527,2500,19302,82,947,5.0999999999999997E-2,1.7000000000000001E-2,0]
["1_19",1,11,"1_11",2,4,14,19,952,0,1930,1930,2,36513,2760,0,14527,2500,19518,33,947,5.0999999999999997E-2,7.0000000000000001E-3,0]
["1_20",1,12,"1_12",2,4,14,20,952,0,1930,1930,2,35220,2760,0,14527,2500,18218,40,947,5.0999999999999997E-2,8.0000000000000002E-3,0]
["1_21",1,13,"1_13",2,4,14,21,952,0,1930,1930,2,33157,2760,0,14527,2500,15643,22,947,5.0999999999999997E-2,5.0000000000000001E-3,0]
["1_22",1,14,"1_14",2,4,14,22,954.8,0,1930,1930,2,29677,2760,0,14524,2500,11976,1,950,5.0999999999999997E-2,0,0]
["1_23",1,15,"1_15",2,4,14,23,86.6,0,1930,1930,2,25468,2760,0,14523,3400,7354,3,951,5.0999999999999997E-2,1E-3,0]
["2_7",2,1,"2_1",2,4,15,7,763.1,0,1930,1930,2,29968,3502,0,14523,2500,12792,10,951,5.0999999999999997E-2,2E-3,0]
["2_8",2,2,"2_2",2,4,15,8,885.8,0,1930,1930,2,34367,2760,0,14400,2500,17591,8,1074,5.8000000000000003E-2,2E-3,0]
["2_9",2,3,"2_3",2,4,15,9,877.5,0,1930,1930,2,35422,2760,0,14408,2500,18650,3,1065,5.8000000000000003E-2,1E-3,0]
["2_10",2,4,"2_4",2,4,15,10,871.1,0,1930,1930,2,35023,2760,0,14415,2500,18252,2,1059,5.7000000000000002E-2,1E-3,0]
["2_11",2,5,"2_5",2,4,15,11,871.1,0,1930,1930,2,33867,2760,0,14415,2500,17092,6,1059,5.7000000000000002E-2,1E-3,0]
["2_12",2,6,"2_6",2,4,15,12,871.1,0,1930,1930,2,32122,2760,0,14415,2500,14939,17,1059,5.7000000000000002E-2,3.0000000000000001E-3,0]
["2_13",2,7,"2_7",2,4,15,13,871.1,0,1930,1930,2,30529,2760,0,14415,2500,13217,13,1059,5.7000000000000002E-2,3.0000000000000001E-3,0]
["2_14",2,8,"2_8",2,4,15,14,871.1,0,1930,1930,2,29250,2760,0,14415,2500,11809,10,1059,5.7000000000000002E-2,2E-3,0]
["2_15",2,9,"2_9",2,4,15,15,871.1,0,1930,1930,2,28429,2760,0,14415,2500,10987,11,1059,5.7000000000000002E-2,2E-3,0]
["2_16",2,10,"2_10",2,4,15,16,871.1,0,1930,1930,2,28978,2760,0,14415,2500,11527,20,1059,5.7000000000000002E-2,4.0000000000000001E-3,0]
["2_17",2,11,"2_11",2,4,15,17,871.1,0,1930,1930,2,32006,2760,0,14415,2500,14656,51,1059,5.7000000000000002E-2,1.0999999999999999E-2,0]
["2_18",2,12,"2_12",2,4,15,18,871.1,0,1930,1930,2,35760,2760,0,14415,2500,18942,49,1059,5.7000000000000002E-2,0.01,0]
["2_19",2,13,"2_13",2,4,15,19,871.1,0,1930,1930,2,36014,2760,0,14415,2500,19170,75,1059,5.7000000000000002E-2,1.4999999999999999E-2,0]
["2_20",2,14,"2_14",2,4,15,20,871.1,0,1930,1930,2,34750,2760,0,14415,2500,17768,213,1059,5.7000000000000002E-2,4.3999999999999997E-2,0]
["2_21",2,15,"2_15",2,4,15,21,871.1,0,1930,1930,2,32710,2760,0,14415,2500,15049,362,1059,5.7000000000000002E-2,7.3999999999999996E-2,0]
["2_22",2,16,"2_16",2,4,15,22,871.1,0,1930,1930,2,29274,2760,0,14415,2500,11469,299,1059,5.7000000000000002E-2,6.0999999999999999E-2,0]
["2_23",2,17,"2_17",2,4,15,23,1.2,0,1930,1930,2,25123,2760,0,14415,3400,6649,557,1059,5.7000000000000002E-2,0.114,0]
["3_16",3,1,"3_1",2,4,18,16,878.2,0,1930,1930,2,30133,2760,0,13872,2500,12460,778,1601,8.6999999999999994E-2,0.159,0]
["3_17",3,2,"3_2",2,4,18,17,696.2,0,1930,1930,2,33162,2760,0,14182,2500,15488,783,1292,7.0000000000000007E-2,0.16,0]
["3_18",3,3,"3_3",2,4,18,18,335.9,0,1930,1930,2,37213,2760,0,14542,2500,20130,722,931,0.05,0.14799999999999999,0]
["3_19",3,4,"3_4",2,4,18,19,335.9,0,1930,1930,2,37753,2760,0,14542,2500,20517,875,931,0.05,0.17899999999999999,0]
["3_20",3,5,"3_5",2,4,18,20,335.9,0,1930,1930,2,36421,2760,0,14542,2500,19380,680,931,0.05,0.13900000000000001,0]
["3_21",3,6,"3_6",2,4,18,21,335.7,0,1930,1930,2,34240,2760,0,14543,2500,16815,534,931,0.05,0.109,0]
["3_22",3,7,"3_7",2,4,18,22,334.8,0,1930,1930,2,30534,2760,0,14543,2500,13021,414,930,0.05,8.5000000000000006E-2,0]
["4_20",4,1,"4_1",2,4,21,20,1323.3,0,1930,1930,2,36136,2760,0,13984,2500,18943,403,1490,8.1000000000000003E-2,8.2000000000000003E-2,0]
["4_21",4,2,"4_2",2,4,21,21,1882.4,0,1930,1930,2,33940,2760,0,14184,2500,15345,516,1289,7.0000000000000007E-2,0.105,0]
["4_22",4,3,"4_3",2,4,21,22,1791.8,0,1930,1930,2,30371,2760,0,14275,2500,10934,1151,1199,6.5000000000000002E-2,0.23499999999999999,0]
["4_23",4,4,"4_4",2,4,21,23,366.8,0,1930,1930,2,26033,2760,0,14275,3400,6362,1528,1199,6.5000000000000002E-2,0.312,0]
["5_6",5,1,"5_1",2,4,22,6,889.8,0,1930,1930,2,25032,3502,0,14213,3400,6347,81,1261,6.8000000000000005E-2,1.7000000000000001E-2,0]
["5_7",5,2,"5_2",2,4,22,7,2326.9,0,1930,1930,2,31523,3502,0,13765,2500,13438,113,1709,9.2999999999999999E-2,2.3E-2,0]
["5_8",5,3,"5_3",2,4,22,8,2817.9,0,1930,1930,2,36100,2760,0,13274,2500,18456,70,2200,0.11899999999999999,1.4E-2,0]
["5_9",5,4,"5_4",2,4,22,9,2879.2,0,1930,1930,2,36912,2760,0,13212,2500,19314,24,2261,0.122,5.0000000000000001E-3,0]
["5_10",5,5,"5_5",2,4,22,10,2871.9,0,1930,1930,2,36241,2760,0,13220,2500,18656,11,2254,0.122,2E-3,0]
["5_11",5,6,"5_6",2,4,22,11,2871.9,0,1930,1930,2,34880,2760,0,13220,2500,17229,76,2254,0.122,1.6E-2,0]
["5_12",5,7,"5_7",2,4,22,12,2871.9,0,1930,1930,2,32984,2760,0,13220,2500,14931,81,2254,0.122,1.7000000000000001E-2,0]
["5_13",{"$f":"IF(E54=E53,    (IF(F54=F53,    (IF(G54=G53,   (IF(H54=H53+1,B53,B53+1)), (IF(AND(G54=G53+1,H54=1,H53=24),B53,B53+1)))), B53+1)), B53+1)","v":5},8,"5_8",2,4,22,13,2871.9,0,1930,1930,2,31291,2760,0,13220,2500,13117,70,2254,0.122,1.4E-2,0]
["5_14",{"$f":"IF(E55=E54,    (IF(F55=F54,    (IF(G55=G54,   (IF(H55=H54+1,B54,B54+1)), (IF(AND(G55=G54+1,H55=1,H54=24),B54,B54+1)))), B54+1)), B54+1)","v":5},9,"5_9",2,4,22,14,2871.9,0,1930,1930,2,29945,2760,0,13220,2500,11657,51,2254,0.122,1.0999999999999999E-2,0]
["5_15",5,10,"5_10",2,4,22,15,2872,0,1930,1930,2,29040,2760,0,13220,2500,10687,117,2254,0.122,2.4E-2,0]
["5_16",5,11,"5_11",2,4,22,16,2871.9,0,1930,1930,2,29485,2760,0,13220,2500,11141,107,2254,0.122,2.1999999999999999E-2,0]
["5_17",5,12,"5_12",2,4,22,17,2872,0,1930,1930,2,32301,2760,0,13220,2500,14145,52,2254,0.122,1.0999999999999999E-2,0]
["5_18",5,13,"5_13",2,4,22,18,2871.9,0,1930,1930,2,36423,2760,0,13220,2500,18719,130,2254,0.122,2.7E-2,0]
["5_19",5,14,"5_14",2,4,22,19,2871.9,0,1930,1930,2,37255,2760,0,13220,2500,19596,85,2254,0.122,1.7999999999999999E-2,0]
["5_20",5,15,"5_15",2,4,22,20,2681.4,0,1930,1930,2,35867,2760,0,13410,2500,18207,86,2064,0.112,1.7999999999999999E-2,0]
["5_21",5,16,"5_16",2,4,22,21,2639.7,0,1930,1930,2,33682,2760,0,13452,2500,15494,84,2022,0.109,1.7000000000000001E-2,0]
["5_22",5,17,"5_17",2,4,22,22,2640,0,1930,1930,2,30139,2760,0,13451,2500,11771,56,2022,0.109,1.2E-2,0]
["5_23",5,18,"5_18",2,4,22,23,1770.2,0,1930,1930,2,25833,2760,0,13451,3400,7061,49,2022,0.109,0.01,0]
["6_7",6,1,"6_1",2,4,23,7,548.4,0,1930,1930,2,29815,3502,0,13451,2500,12857,151,2022,0.109,3.1E-2,0]
["6_8",6,2,"6_2",2,4,23,8,703.1,0,1930,1930,2,34138,2760,0,13454,2500,17060,114,2019,0.109,2.3E-2,0]
["6_9",6,3,"6_3",2,4,23,9,701.3,0,1930,1930,2,34868,2760,0,13456,2500,17798,105,2018,0.109,2.1999999999999999E-2,0]
["6_10",6,4,"6_4",2,4,23,10,701.3,0,1930,1930,2,34204,2760,0,13456,2500,17200,40,2018,0.109,8.0000000000000002E-3,0]
[{"$f":"CONCATENATE(B69,\"_\",H69)","v":"6_11"},6,5,"6_5",2,4,23,11,699.6,0,1930,1930,2,32909,2760,0,13458,2500,15911,34,2016,0.109,7.0000000000000001E-3,0]
["6_12",{"$f":"IF(E70=E69,    (IF(F70=F69,    (IF(G70=G69,   (IF(H70=H69+1,B69,B69+1)), (IF(AND(G70=G69+1,H70=1,H69=24),B69,B69+1)))), B69+1)), B69+1)","v":6},{"$f":"IF(B70=B69,C69+1,1)","v":6},{"$f":"CONCATENATE(B70,\"_\",C70)","v":"6_6"},2,4,23,12,699.4,0,1930,1930,2,31119,2760,0,13458,2500,14138,17,2016,0.109,3.0000000000000001E-3,0]
["6_13",6,7,"6_7",2,4,23,13,699.4,0,1930,1930,2,29528,2760,0,13458,2500,12543,21,2016,0.109,4.0000000000000001E-3,0]
["6_14",6,8,"6_8",2,4,23,14,699.4,0,1930,1930,2,28260,2760,0,13458,2500,11264,31,2016,0.109,6.0000000000000001E-3,0]
["6_15",6,9,"6_9",2,4,23,15,699.4,0,1930,1930,2,27403,2760,0,13458,2500,10394,44,2016,0.109,8.9999999999999993E-3,0]
["6_16",6,10,"6_10",2,4,23,16,699.4,0,1930,1930,2,27815,2760,0,13458,2500,10797,54,2016,0.109,1.0999999999999999E-2,0]
["6_17",6,11,"6_11",2,4,23,17,699.4,0,1930,1930,2,30447,2760,0,13458,2500,13431,52,2016,0.109,1.0999999999999999E-2,0]
["6_18",6,12,"6_12",2,4,23,18,699.4,0,1930,1930,2,34403,2760,0,13458,2500,17419,19,2016,0.109,4.0000000000000001E-3,0]
["6_19",6,13,"6_13",2,4,23,19,1226.4000000000001,0,1930,1930,2,35293,2760,0,12931,2500,18317,12,2543,0.13800000000000001,3.0000000000000001E-3,0]
["6_20",6,14,"6_14",2,4,23,20,1229.4000000000001,0,1930,1930,2,33990,2760,0,12928,2500,17019,6,2546,0.13800000000000001,1E-3,0]
["6_21",6,15,"6_15",2,4,23,21,1230.8,0,1930,1930,2,31911,2760,0,12927,2500,14943,4,2547,0.13800000000000001,1E-3,0]
["6_22",6,16,"6_16",2,4,23,22,1231.5999999999999,0,1930,1930,2,28523,2760,0,12926,2500,11549,10,2548,0.13800000000000001,2E-3,0]
["6_23",6,17,"6_17",2,4,23,23,360.9,0,1930,1930,2,24396,2760,0,12927,3400,7593,14,2547,0.13800000000000001,3.0000000000000001E-3,0]
["7_8",7,1,"7_1",9,4,8,8,2658.6,0,1937,1937,9,38754,2760,0,15468,2500,18187,957,6,0,0.19600000000000001,0]
["7_9",7,2,"7_2",9,4,8,9,3663.9,0,1937,1937,9,40199,2760,0,15467,2500,18936,649,6,0,0.13300000000000001,0]
["7_10",7,3,"7_3",9,4,8,10,3666.9,0,1937,1937,9,39963,2760,0,15464,2500,18946,403,9,1E-3,8.2000000000000003E-2,0]
["7_11",7,4,"7_4",9,4,8,11,3666.9,0,1937,1937,9,38779,2760,0,15464,2500,17923,242,9,1E-3,0.05,0]
["7_12",7,5,"7_5",9,4,8,12,3666.9,0,1937,1937,9,36864,2760,0,15464,2500,15685,168,9,1E-3,3.4000000000000002E-2,0]
["7_13",7,6,"7_6",9,4,8,13,3666.9,0,1937,1937,9,35090,2760,0,15464,2500,13838,108,9,1E-3,2.1999999999999999E-2,0]
["7_14",7,7,"7_7",9,4,8,14,3666.9,0,1937,1937,9,33650,2760,0,15464,2500,12309,65,9,1E-3,1.2999999999999999E-2,0]
["7_15",7,8,"7_8",9,4,8,15,3665.8,0,1937,1937,9,32777,2760,0,15465,2500,11434,67,8,0,1.4E-2,0]
["7_16",7,9,"7_9",9,4,8,16,3664,0,1937,1937,9,33536,2760,0,15467,2500,12092,167,7,0,3.4000000000000002E-2,0]
["7_17",7,10,"7_10",9,4,8,17,3664,0,1937,1937,9,37345,2760,0,15467,2500,15991,211,7,0,4.2999999999999997E-2,0]
["7_18",7,11,"7_11",9,4,8,18,3664,0,1937,1937,9,41414,2760,0,15467,2500,20642,158,7,0,3.2000000000000001E-2,0]
["7_19",7,12,"7_12",9,4,8,19,3664,0,1937,1937,9,41165,2760,0,15467,2500,20407,144,7,0,2.9000000000000001E-2,0]
["7_20",7,13,"7_13",9,4,8,20,3664,0,1937,1937,9,39765,2760,0,15467,2500,19032,119,7,0,2.4E-2,0]
["7_21",7,14,"7_14",9,4,8,21,3670.6,0,1937,1937,9,37509,2760,0,15461,2500,16258,107,13,1E-3,2.1999999999999999E-2,0]
["7_22",7,15,"7_15",9,4,8,22,3710.5,0,1937,1937,9,33586,2760,0,15421,2500,12177,58,53,3.0000000000000001E-3,1.2E-2,0]
["7_23",7,16,"7_16",9,4,8,23,2840.6,0,1937,1937,9,28838,2760,0,15421,3400,7041,34,53,3.0000000000000001E-3,7.0000000000000001E-3,0]
["8_17",8,1,"8_1",12,13,3,17,1106.2,0,1940,1940,12,27241,1575,0,11978,0,14726,267,1395,8.5000000000000006E-2,5.5E-2,0]
["8_18",8,2,"8_2",12,13,3,18,1181.2,0,1940,1940,12,27267,1600,0,11988,0,15226,237,1385,8.5000000000000006E-2,4.9000000000000002E-2,0]
["8_19",8,3,"8_3",12,13,3,19,1181.2,0,1940,1940,12,26379,1557,0,11988,0,14351,225,1385,8.5000000000000006E-2,4.5999999999999999E-2,0]
["8_20",8,4,"8_4",12,13,3,20,1181.2,0,1940,1940,12,25612,1522,0,11988,0,13651,158,1385,8.5000000000000006E-2,3.2000000000000001E-2,0]
["8_21",8,5,"8_5",12,13,3,21,1293.5,0,1940,1940,12,26122,1511,0,11875,0,13587,70,1498,9.0999999999999998E-2,1.4E-2,0]
["8_22",8,6,"8_6",12,13,3,22,1191.9000000000001,0,1940,1940,12,24563,1431,0,11977,0,11849,18,1396,8.5000000000000006E-2,4.0000000000000001E-3,0]
["9_13",9,1,"9_1",12,13,4,13,582.70000000000005,0,1940,1940,12,25847,1526,0,11971,0,13771,227,1402,8.5999999999999993E-2,4.5999999999999999E-2,0]
["9_14",9,2,"9_2",12,13,4,14,1106.5999999999999,0,1940,1940,12,26134,1513,0,11970,0,13503,259,1403,8.5999999999999993E-2,5.2999999999999999E-2,0]
["9_15",9,3,"9_3",12,13,4,15,1098.0999999999999,0,1940,1940,12,26276,1520,0,11978,0,13625,279,1395,8.5000000000000006E-2,5.7000000000000002E-2,0]
["9_16",9,4,"9_4",12,13,4,16,959.6,0,1940,1940,12,26396,1537,0,12117,0,13775,248,1256,7.6999999999999999E-2,5.0999999999999997E-2,0]
["9_17",9,5,"9_5",12,13,4,17,959.6,0,1940,1940,12,26649,1559,0,12117,0,14225,183,1256,7.6999999999999999E-2,3.6999999999999998E-2,0]
["9_18",9,6,"9_6",12,13,4,18,732.1,0,1940,1940,12,26663,1600,0,12344,0,14714,238,1029,6.3E-2,4.9000000000000002E-2,0]
["9_19",9,7,"9_7",12,13,4,19,429.6,0,1940,1940,12,25803,1581,0,12647,0,13915,177,726,4.3999999999999997E-2,3.5999999999999997E-2,0]
["9_20",9,8,"9_8",12,13,4,20,429.6,0,1940,1940,12,25097,1549,0,12647,0,13279,108,726,4.3999999999999997E-2,2.1999999999999999E-2,0]
["9_21",9,9,"9_9",12,13,4,21,429.6,0,1940,1940,12,25617,1546,0,12647,0,13205,39,726,4.3999999999999997E-2,8.0000000000000002E-3,0]
["9_22",9,10,"9_10",12,13,4,22,429.6,0,1940,1940,12,24056,1458,0,12647,0,11448,4,726,4.3999999999999997E-2,1E-3,0]
["10_8",10,1,"10_1",12,14,9,8,5.6,0,1940,1940,12,21398,1360,0,11244,0,11450,40,2134,0.13,8.0000000000000002E-3,0]
["10_9",10,2,"10_2",12,14,9,9,7.3,0,1940,1940,12,22943,1437,0,11243,0,12994,41,2136,0.13,8.0000000000000002E-3,0]
["10_10",10,3,"10_3",12,14,9,10,7.3,0,1940,1940,12,23909,1485,0,11243,0,13965,36,2136,0.13,7.0000000000000001E-3,0]
["10_11",10,4,"10_4",12,14,9,11,7.3,0,1940,1940,12,24421,1485,0,11243,0,13964,20,2136,0.13,4.0000000000000001E-3,0]
["10_12",10,5,"10_5",12,14,9,12,7.3,0,1940,1940,12,24413,1478,0,11243,0,13830,13,2136,0.13,3.0000000000000001E-3,0]
["11_18",11,1,"11_1",37,3,17,18,0,1268.2,1965,1965,37,46257,2891,0,13844,2500,30778,33,1604,8.6999999999999994E-2,7.0000000000000001E-3,0]
["11_19",11,2,"11_2",37,3,17,19,0,169.1,1965,1965,37,45130,2891,0,13844,2500,29678,5,1604,8.6999999999999994E-2,1E-3,0]
["12_20",12,1,"12_1",49,12,3,20,304.89999999999998,0,1977,1977,49,26967,1575,0,12843,0,13513,1663,530,3.2000000000000001E-2,0.34,0]
["12_21",12,2,"12_2",49,12,3,21,615.9,0,1977,1977,49,27014,1516,0,12843,0,12340,2042,530,3.2000000000000001E-2,0.41699999999999998,0]
["12_22",12,3,"12_3",49,12,3,22,615.9,0,1977,1977,49,26112,1460,0,12843,0,11212,2069,530,3.2000000000000001E-2,0.42299999999999999,0]
["13_7",13,1,"13_1",49,12,4,7,1073.0999999999999,0,1977,1977,49,17021,3376,0,11450,0,5286,171,1923,0.11700000000000001,3.5000000000000003E-2,0]
["13_8",13,2,"13_2",49,12,4,8,1742.6,0,1977,1977,49,19938,1200,0,11447,0,7983,122,1926,0.11799999999999999,2.5000000000000001E-2,0]
["13_9",13,3,"13_3",49,12,4,9,1804.5,0,1977,1977,49,22411,1324,0,11447,0,10457,59,1926,0.11799999999999999,1.2E-2,0]
["13_10",13,4,"13_4",49,12,4,10,1780.3,0,1977,1977,49,24324,1423,0,11472,0,12396,32,1901,0.11600000000000001,7.0000000000000001E-3,0]
["13_11",13,5,"13_5",49,12,4,11,1703.3,0,1977,1977,49,25623,1474,0,11549,0,13303,27,1824,0.111,6.0000000000000001E-3,0]
["13_12",13,6,"13_6",49,12,4,12,1703.5,0,1977,1977,49,26284,1500,0,11548,0,13837,22,1825,0.111,5.0000000000000001E-3,0]
["13_13",13,7,"13_7",49,12,4,13,1703.5,0,1977,1977,49,26729,1515,0,11548,0,14142,30,1825,0.111,6.0000000000000001E-3,0]
["13_14",13,8,"13_8",49,12,4,14,1703.5,0,1977,1977,49,27046,1530,0,11548,0,14441,47,1825,0.111,0.01,0]
["13_15",13,9,"13_9",49,12,4,15,2009.2,0,1977,1977,49,27228,1518,0,11243,0,14621,50,2130,0.13,0.01,0]
[{"$f":"CONCATENATE(B133,\"_\",H133)","v":"13_16"},13,10,"13_10",49,12,4,16,2087.1,0,1977,1977,49,27407,1522,0,11165,0,14802,47,2208,0.13500000000000001,0.01,0]
["13_17",{"$f":"IF(E134=E133,    (IF(F134=F133,    (IF(G134=G133,   (IF(H134=H133+1,B133,B133+1)), (IF(AND(G134=G133+1,H134=1,H133=24),B133,B133+1)))), B133+1)), B133+1)","v":13},{"$f":"IF(B134=B133,C133+1,1)","v":11},{"$f":"CONCATENATE(B134,\"_\",C134)","v":"13_11"},49,12,4,17,2038.5,0,1977,1977,49,27768,1550,0,11213,0,15310,33,2160,0.13200000000000001,7.0000000000000001E-3,0]
["13_18",13,12,"13_12",49,12,4,18,1820.5,0,1977,1977,49,27796,1593,0,11431,0,15865,35,1942,0.11899999999999999,7.0000000000000001E-3,0]
["13_19",13,13,"13_13",49,12,4,19,1820.5,0,1977,1977,49,26884,1547,0,11431,0,14928,60,1942,0.11899999999999999,1.2E-2,0]
["13_20",13,14,"13_14",49,12,4,20,1820.5,0,1977,1977,49,25684,1484,0,11431,0,13684,105,1942,0.11899999999999999,2.1000000000000001E-2,0]
["13_21",13,15,"13_15",49,12,4,21,1820.5,0,1977,1977,49,25780,1457,0,11431,0,13146,209,1942,0.11899999999999999,4.2999999999999997E-2,0]
["13_22",13,16,"13_16",49,12,4,22,1820.5,0,1977,1977,49,24904,1406,0,11431,0,12117,162,1942,0.11899999999999999,3.3000000000000002E-2,0]
["14_7",14,1,"14_1",49,12,5,7,1591.2,0,1977,1977,49,17269,3376,0,11050,0,5286,301,2323,0.14199999999999999,6.0999999999999999E-2,0]
["14_8",14,2,"14_2",49,12,5,8,1704.5,0,1977,1977,49,20244,1209,0,11050,0,8718,127,2323,0.14199999999999999,2.5999999999999999E-2,0]
["14_9",14,3,"14_3",49,12,5,9,1730,0,1977,1977,49,22835,1338,0,11050,0,11298,113,2323,0.14199999999999999,2.3E-2,0]
["14_10",14,4,"14_4",49,12,5,10,1730,0,1977,1977,49,24836,1440,0,11050,0,13331,81,2323,0.14199999999999999,1.7000000000000001E-2,0]
["14_11",14,5,"14_5",49,12,5,11,1730,0,1977,1977,49,26170,1488,0,11050,0,14289,60,2323,0.14199999999999999,1.2E-2,0]
["14_12",14,6,"14_6",49,12,5,12,1729.7,0,1977,1977,49,26840,1516,0,11051,0,14843,43,2322,0.14199999999999999,8.9999999999999993E-3,0]
["14_13",14,7,"14_7",49,12,5,13,1727.8,0,1977,1977,49,27279,1531,0,11053,0,15156,37,2320,0.14199999999999999,8.0000000000000002E-3,0]
["14_14",14,8,"14_8",49,12,5,14,1727.8,0,1977,1977,49,27592,1546,0,11053,0,15451,55,2320,0.14199999999999999,1.0999999999999999E-2,0]
["14_15",14,9,"14_9",49,12,5,15,1727.8,0,1977,1977,49,27770,1553,0,11053,0,15596,88,2320,0.14199999999999999,1.7999999999999999E-2,0]
["14_16",14,10,"14_10",49,12,5,16,1727.8,0,1977,1977,49,27949,1559,0,11053,0,15697,165,2320,0.14199999999999999,3.4000000000000002E-2,0]
["14_17",14,11,"14_11",49,12,5,17,1727.8,0,1977,1977,49,28311,1577,0,11053,0,16062,295,2320,0.14199999999999999,0.06,0]
["14_18",14,12,"14_12",49,12,5,18,1728,0,1977,1977,49,28333,1592,0,11052,0,16373,536,2321,0.14199999999999999,0.109,0]
["14_19",14,13,"14_13",49,12,5,19,1718.1,0,1977,1977,49,27381,1522,0,11062,0,14962,995,2311,0.14099999999999999,0.20300000000000001,0]
["14_20",14,14,"14_14",49,12,5,20,1689.4,0,1977,1977,49,26164,1439,0,11091,0,13261,1480,2282,0.13900000000000001,0.30199999999999999,0]
["14_21",14,15,"14_15",49,12,5,21,1782.1,0,1977,1977,49,26306,1384,0,10998,0,12282,2071,2375,0.14499999999999999,0.42299999999999999,0]
["14_22",14,16,"14_16",49,12,5,22,1904.5,0,1977,1977,49,25391,1304,0,10876,0,10857,2381,2497,0.153,0.48599999999999999,0]
["15_7",15,1,"15_1",49,12,6,7,774,0,1977,1977,49,16759,3376,0,10876,0,5584,485,2497,0.153,9.9000000000000005E-2,0]
["15_8",15,2,"15_2",49,12,6,8,1225.7,0,1977,1977,49,19666,1192,0,10876,0,8607,314,2497,0.153,6.4000000000000001E-2,0]
["15_9",15,3,"15_3",49,12,6,9,1151.5,0,1977,1977,49,22287,1332,0,10962,0,11293,237,2411,0.14699999999999999,4.9000000000000002E-2,0]
["15_10",15,4,"15_4",49,12,6,10,1022.1,0,1977,1977,49,24306,1449,0,11091,0,13444,106,2282,0.13900000000000001,2.1999999999999999E-2,0]
["15_11",15,5,"15_5",49,12,6,11,1022.1,0,1977,1977,49,25626,1498,0,11091,0,14436,36,2282,0.13900000000000001,7.0000000000000001E-3,0]
["15_12",15,6,"15_6",49,12,6,12,1022.1,0,1977,1977,49,26278,1524,0,11091,0,14951,41,2282,0.13900000000000001,8.0000000000000002E-3,0]
["15_13",15,7,"15_7",49,12,6,13,1022.1,0,1977,1977,49,26692,1538,0,11091,0,15226,47,2282,0.13900000000000001,0.01,0]
["15_14",15,8,"15_8",49,12,6,14,1008.8,0,1977,1977,49,26982,1553,0,11104,0,15523,41,2269,0.13900000000000001,8.0000000000000002E-3,0]
["15_15",15,9,"15_9",49,12,6,15,857.1,0,1977,1977,49,27151,1572,0,11256,0,15679,53,2117,0.129,1.0999999999999999E-2,0]
["15_16",15,10,"15_10",49,12,6,16,857.1,0,1977,1977,49,27325,1579,0,11256,0,15827,79,2117,0.129,1.6E-2,0]
["15_17",15,11,"15_11",49,12,6,17,857.1,0,1977,1977,49,27681,1602,0,11256,0,16280,115,2117,0.129,2.4E-2,0]
["15_18",15,12,"15_12",49,12,6,18,857.1,0,1977,1977,49,27707,1631,0,11256,0,16871,79,2117,0.129,1.6E-2,0]
["15_19",15,13,"15_13",49,12,6,19,857.1,0,1977,1977,49,26763,1586,0,11256,0,15964,43,2117,0.129,8.9999999999999993E-3,0]
["15_20",15,14,"15_14",49,12,6,20,1146.5,0,1977,1977,49,25586,1507,0,10967,0,14794,35,2406,0.14699999999999999,7.0000000000000001E-3,0]
["15_21",15,15,"15_15",49,12,6,21,982.7,0,1977,1977,49,25767,1503,0,11130,0,14471,10,2243,0.13700000000000001,2E-3,0]
["15_22",15,16,"15_16",49,12,6,22,1169.3,0,1977,1977,49,24838,1433,0,10944,0,13347,5,2429,0.14799999999999999,1E-3,0]
["16_7",16,1,"16_1",49,12,9,7,1563.3,0,1977,1977,49,17272,3376,0,11215,0,5320,132,2158,0.13200000000000001,2.7E-2,0]
["16_8",16,2,"16_2",49,12,9,8,1615.2,0,1977,1977,49,20190,1214,0,11136,0,8682,113,2237,0.13700000000000001,2.3E-2,0]
["16_9",16,3,"16_3",49,12,9,9,1642.6,0,1977,1977,49,22595,1335,0,11136,0,11109,64,2237,0.13700000000000001,1.2999999999999999E-2,0]
["16_10",16,4,"16_4",49,12,9,10,1642.3,0,1977,1977,49,24456,1431,0,11136,0,13024,10,2237,0.13700000000000001,2E-3,0]
["16_11",16,5,"16_5",49,12,9,11,1640.4,0,1977,1977,49,25729,1475,0,11138,0,13903,7,2235,0.13600000000000001,1E-3,0]
["16_12",16,6,"16_6",49,12,9,12,1640.4,0,1977,1977,49,26374,1499,0,11138,0,14390,32,2235,0.13600000000000001,7.0000000000000001E-3,0]
["16_13",16,7,"16_7",49,12,9,13,1640.4,0,1977,1977,49,26831,1513,0,11138,0,14669,77,2235,0.13600000000000001,1.6E-2,0]
["16_14",16,8,"16_8",49,12,9,14,1640.4,0,1977,1977,49,27175,1526,0,11138,0,14933,158,2235,0.13600000000000001,3.2000000000000001E-2,0]
["16_15",16,9,"16_9",49,12,9,15,1640.4,0,1977,1977,49,27373,1538,0,11138,0,15159,130,2235,0.13600000000000001,2.7E-2,0]
["16_16",16,10,"16_10",49,12,9,16,1640.4,0,1977,1977,49,27560,1549,0,11138,0,15378,97,2235,0.13600000000000001,0.02,0]
["16_17",16,11,"16_11",49,12,9,17,1640.4,0,1977,1977,49,27925,1574,0,11138,0,15878,94,2235,0.13600000000000001,1.9E-2,0]
["16_18",16,12,"16_12",49,12,9,18,1640.4,0,1977,1977,49,27991,1604,0,11138,0,16492,77,2235,0.13600000000000001,1.6E-2,0]
["16_19",16,13,"16_13",49,12,9,19,1640.4,0,1977,1977,49,27049,1556,0,11138,0,15535,92,2235,0.13600000000000001,1.9E-2,0]
["16_20",16,14,"16_14",49,12,9,20,1640.4,0,1977,1977,49,25943,1500,0,11138,0,14405,116,2235,0.13600000000000001,2.4E-2,0]
["16_21",16,15,"16_15",49,12,9,21,1640.4,0,1977,1977,49,26219,1488,0,11138,0,14162,105,2235,0.13600000000000001,2.1999999999999999E-2,0]
["16_22",16,16,"16_16",49,12,9,22,1640.4,0,1977,1977,49,25060,1419,0,11138,0,12790,118,2235,0.13600000000000001,2.4E-2,0]
["17_7",17,1,"17_1",49,12,10,7,1737.4,0,1977,1977,49,18138,3376,0,11343,0,6002,16,2030,0.124,3.0000000000000001E-3,0]
["17_8",17,2,"17_2",49,12,10,8,1230.8,0,1977,1977,49,21179,1301,0,11849,0,9441,15,1524,9.2999999999999999E-2,3.0000000000000001E-3,0]
["17_9",17,3,"17_3",49,12,10,9,1101.0999999999999,0,1977,1977,49,23625,1434,0,11979,0,11901,0,1394,8.5000000000000006E-2,0,0]
["17_10",17,4,"17_4",49,12,10,10,1281.5999999999999,0,1977,1977,49,25515,1515,0,11798,0,13791,0,1575,9.6000000000000002E-2,0,0]
["17_11",17,5,"17_5",49,12,10,11,1337.1,0,1977,1977,49,26812,1556,0,11743,0,14682,9,1630,0.1,2E-3,0]
["17_12",17,6,"17_6",49,12,10,12,1337.1,0,1977,1977,49,27465,1580,0,11743,0,15157,55,1630,0.1,1.0999999999999999E-2,0]
["17_13",17,7,"17_7",49,12,10,13,1337.1,0,1977,1977,49,27933,1594,0,11743,0,15440,107,1630,0.1,2.1999999999999999E-2,0]
["17_14",17,8,"17_8",49,12,10,14,1337.1,0,1977,1977,49,28295,1611,0,11743,0,15776,134,1630,0.1,2.7E-2,0]
["17_15",17,9,"17_9",49,12,10,15,1337.1,0,1977,1977,49,28504,1622,0,11743,0,16007,111,1630,0.1,2.3E-2,0]
[{"$f":"CONCATENATE(B197,\"_\",H197)","v":"17_16"},17,10,"17_10",49,12,10,16,1337.1,0,1977,1977,49,28695,1633,0,11743,0,16223,87,1630,0.1,1.7999999999999999E-2,0]
["17_17",{"$f":"IF(E198=E197,    (IF(F198=F197,    (IF(G198=G197,   (IF(H198=H197+1,B197,B197+1)), (IF(AND(G198=G197+1,H198=1,H197=24),B197,B197+1)))), B197+1)), B197+1)","v":17},{"$f":"IF(B198=B197,C197+1,1)","v":11},{"$f":"CONCATENATE(B198,\"_\",C198)","v":"17_11"},49,12,10,17,1337.1,0,1977,1977,49,29063,1659,0,11743,0,16740,70,1630,0.1,1.4E-2,0]
["17_18",17,12,"17_12",49,12,10,18,1337.1,0,1977,1977,49,29113,1685,0,11743,0,17265,124,1630,0.1,2.5999999999999999E-2,0]
["17_19",17,13,"17_13",49,12,10,19,1337.1,0,1977,1977,49,28114,1635,0,11743,0,16263,127,1630,0.1,2.5999999999999999E-2,0]
["17_20",17,14,"17_14",49,12,10,20,1337.7,0,1977,1977,49,26975,1578,0,11742,0,15119,133,1631,0.1,2.7E-2,0]
["17_21",17,15,"17_15",49,12,10,21,1549.5,0,1977,1977,49,27294,1554,0,11530,0,14941,99,1843,0.113,0.02,0]
["17_22",17,16,"17_16",49,12,10,22,1551.5,0,1977,1977,49,26054,1484,0,11528,0,13544,57,1844,0.113,1.2E-2,0]
["18_7",18,1,"18_1",49,12,11,7,1150.2,0,1977,1977,49,17765,3376,0,11756,0,5813,5,1617,9.9000000000000005E-2,1E-3,0]
["18_8",18,2,"18_2",49,12,11,8,1101.0999999999999,0,1977,1977,49,20742,1286,0,11805,0,9191,1,1568,9.6000000000000002E-2,0,0]
["18_9",18,3,"18_3",49,12,11,9,1100.0999999999999,0,1977,1977,49,23189,1408,0,11806,0,11638,1,1567,9.6000000000000002E-2,0,0]
["18_10",18,4,"18_4",49,12,11,10,1130.2,0,1977,1977,49,25074,1498,0,11776,0,13477,47,1597,9.8000000000000004E-2,0.01,0]
["18_11",18,5,"18_5",49,12,11,11,1130.2,0,1977,1977,49,26344,1537,0,11776,0,14257,140,1597,9.8000000000000004E-2,2.9000000000000001E-2,0]
["18_12",18,6,"18_6",49,12,11,12,1130.2,0,1977,1977,49,26972,1556,0,11776,0,14627,266,1597,9.8000000000000004E-2,5.3999999999999999E-2,0]
["18_13",18,7,"18_7",49,12,11,13,1130.2,0,1977,1977,49,27417,1569,0,11776,0,14887,318,1597,9.8000000000000004E-2,6.5000000000000002E-2,0]
["18_14",18,8,"18_8",49,12,11,14,1130.2,0,1977,1977,49,27760,1582,0,11776,0,15158,390,1597,9.8000000000000004E-2,0.08,0]
["18_15",18,9,"18_9",49,12,11,15,1131.9000000000001,0,1977,1977,49,27958,1591,0,11774,0,15333,414,1599,9.8000000000000004E-2,8.5000000000000006E-2,0]
["18_16",18,10,"18_10",49,12,11,16,1134.7,0,1977,1977,49,28138,1601,0,11771,0,15539,387,1602,9.8000000000000004E-2,7.9000000000000001E-2,0]
["18_17",18,11,"18_11",49,12,11,17,1134.7,0,1977,1977,49,28491,1629,0,11771,0,16100,312,1602,9.8000000000000004E-2,6.4000000000000001E-2,0]
["18_18",18,12,"18_12",49,12,11,18,1134.7,0,1977,1977,49,28529,1656,0,11771,0,16647,332,1602,9.8000000000000004E-2,6.8000000000000005E-2,0]
["18_19",18,13,"18_13",49,12,11,19,1134.7,0,1977,1977,49,27542,1608,0,11771,0,15678,314,1602,9.8000000000000004E-2,6.4000000000000001E-2,0]
["18_20",18,14,"18_14",49,12,11,20,1134.5999999999999,0,1977,1977,49,26455,1556,0,11771,0,14649,257,1602,9.8000000000000004E-2,5.2999999999999999E-2,0]
["18_21",18,15,"18_15",49,12,11,21,1126,0,1977,1977,49,26812,1551,0,11780,0,14519,214,1593,9.7000000000000003E-2,4.3999999999999997E-2,0]
["18_22",18,16,"18_16",49,12,11,22,1125.8,0,1977,1977,49,25572,1481,0,11780,0,13121,172,1593,9.7000000000000003E-2,3.5000000000000003E-2,0]
["19_7",19,1,"19_1",49,12,12,7,1297,0,1977,1977,49,18176,3376,0,11770,0,5876,192,1603,9.8000000000000004E-2,3.9E-2,0]
["19_8",19,2,"19_2",49,12,12,8,1297,0,1977,1977,49,21239,1293,0,11770,0,9381,148,1603,9.8000000000000004E-2,0.03,0]
["19_9",19,3,"19_3",49,12,12,9,1297,0,1977,1977,49,23820,1426,0,11770,0,12040,70,1603,9.8000000000000004E-2,1.4E-2,0]
["19_10",19,4,"19_4",49,12,12,10,1297,0,1977,1977,49,25801,1525,0,11770,0,14025,66,1603,9.8000000000000004E-2,1.2999999999999999E-2,0]
["19_11",19,5,"19_5",49,12,12,11,1297,0,1977,1977,49,27111,1567,0,11770,0,14859,145,1603,9.8000000000000004E-2,0.03,0]
["19_12",19,6,"19_6",49,12,12,12,1297,0,1977,1977,49,27745,1586,0,11770,0,15249,256,1603,9.8000000000000004E-2,5.1999999999999998E-2,0]
["19_13",19,7,"19_7",49,12,12,13,1235.4000000000001,0,1977,1977,49,28181,1593,0,11831,0,15288,521,1542,9.4E-2,0.106,0]
["19_14",19,8,"19_8",49,12,12,14,1195.2,0,1977,1977,49,28517,1608,0,11871,0,15549,595,1502,9.1999999999999998E-2,0.122,0]
["19_15",19,9,"19_9",49,12,12,15,1195.2,0,1977,1977,49,28708,1613,0,11871,0,15649,686,1502,9.1999999999999998E-2,0.14000000000000001,0]
["19_16",19,10,"19_10",49,12,12,16,1198,0,1977,1977,49,28883,1618,0,11869,0,15736,775,1504,9.1999999999999998E-2,0.158,0]
["19_17",19,11,"19_11",49,12,12,17,1211.7,0,1977,1977,49,29232,1635,0,11855,0,16108,884,1518,9.2999999999999999E-2,0.18099999999999999,0]
["19_18",19,12,"19_12",49,12,12,18,1211.7,0,1977,1977,49,29261,1664,0,11855,0,16680,871,1518,9.2999999999999999E-2,0.17799999999999999,0]
["19_19",19,13,"19_13",49,12,12,19,1191.3,0,1977,1977,49,28240,1617,0,11875,0,15724,805,1498,9.0999999999999998E-2,0.16500000000000001,0]
["19_20",19,14,"19_14",49,12,12,20,1190,0,1977,1977,49,27151,1567,0,11877,0,14713,728,1496,9.0999999999999998E-2,0.14899999999999999,0]
["19_21",19,15,"19_15",49,12,12,21,1186.5,0,1977,1977,49,27555,1569,0,11880,0,14756,559,1493,9.0999999999999998E-2,0.114,0]
["19_22",19,16,"19_16",49,12,12,22,1186.5,0,1977,1977,49,26251,1507,0,11880,0,13509,303,1493,9.0999999999999998E-2,6.2E-2,0]
["20_7",20,1,"20_1",49,12,13,7,653.29999999999995,0,1977,1977,49,17228,3376,0,11943,0,5286,305,1430,8.6999999999999994E-2,6.2E-2,0]
["20_8",20,2,"20_2",49,12,13,8,674.7,0,1977,1977,49,20150,1266,0,11943,0,8607,282,1430,8.6999999999999994E-2,5.8000000000000003E-2,0]
["20_9",20,3,"20_3",49,12,13,9,469.8,0,1977,1977,49,22695,1418,0,12179,0,11319,84,1194,7.2999999999999995E-2,1.7000000000000001E-2,0]
["20_10",20,4,"20_4",49,12,13,10,463.2,0,1977,1977,49,24640,1520,0,12185,0,13342,6,1188,7.2999999999999995E-2,1E-3,0]
["20_11",20,5,"20_5",49,12,13,11,455.7,0,1977,1977,49,25899,1564,0,12193,0,14210,0,1180,7.1999999999999995E-2,0,0]
["20_12",20,6,"20_6",49,12,13,12,455.7,0,1977,1977,49,26494,1587,0,12193,0,14671,1,1180,7.1999999999999995E-2,0,0]
["20_13",20,7,"20_7",49,12,13,13,455.7,0,1977,1977,49,26888,1600,0,12193,0,14926,8,1180,7.1999999999999995E-2,2E-3,0]
["20_14",20,8,"20_8",49,12,13,14,455.7,0,1977,1977,49,27189,1614,0,12193,0,15214,21,1180,7.1999999999999995E-2,4.0000000000000001E-3,0]
["20_15",20,9,"20_9",49,12,13,15,455.7,0,1977,1977,49,27359,1623,0,12193,0,15383,22,1180,7.1999999999999995E-2,5.0000000000000001E-3,0]
["20_16",20,10,"20_10",49,12,13,16,455.7,0,1977,1977,49,27521,1630,0,12193,0,15525,42,1180,7.1999999999999995E-2,8.9999999999999993E-3,0]
["20_17",20,11,"20_11",49,12,13,17,455.7,0,1977,1977,49,27849,1655,0,12193,0,16021,6,1180,7.1999999999999995E-2,1E-3,0]
["20_18",20,12,"20_12",49,12,13,18,455.7,0,1977,1977,49,27878,1683,0,12193,0,16586,0,1180,7.1999999999999995E-2,0,0]
["20_19",20,13,"20_13",49,12,13,19,449.8,0,1977,1977,49,26905,1634,0,12199,0,15604,9,1174,7.1999999999999995E-2,2E-3,0]
["20_20",20,14,"20_14",49,12,13,20,446.1,0,1977,1977,49,25902,1581,0,12202,0,14533,76,1171,7.0999999999999994E-2,1.6E-2,0]
["20_21",20,15,"20_15",49,12,13,21,446.1,0,1977,1977,49,26319,1575,0,12202,0,14414,83,1171,7.0999999999999994E-2,1.7000000000000001E-2,0]
["20_22",20,16,"20_16",49,12,13,22,446.1,0,1977,1977,49,25035,1503,0,12202,0,12970,44,1171,7.0999999999999994E-2,8.9999999999999993E-3,0]
["21_7",21,1,"21_1",49,13,2,7,1025.5999999999999,0,1977,1977,49,18388,3369,0,12847,0,5471,12,526,3.2000000000000001E-2,3.0000000000000001E-3,0]
["21_8",21,2,"21_2",49,13,2,8,1287,0,1977,1977,49,21401,1331,0,12847,0,8630,2,526,3.2000000000000001E-2,1E-3,0]
["21_9",21,3,"21_3",49,13,2,9,1247.5,0,1977,1977,49,23692,1448,0,12887,0,10923,0,486,0.03,0,0]
["21_10",21,4,"21_4",49,13,2,10,1071.9000000000001,0,1977,1977,49,25439,1548,0,13062,0,12669,1,311,1.9E-2,0,0]
["21_11",21,5,"21_5",49,13,2,11,1071.9000000000001,0,1977,1977,49,26624,1581,0,13062,0,13324,2,311,1.9E-2,0,0]
["21_12",21,6,"21_6",49,13,2,12,1071.9000000000001,0,1977,1977,49,27184,1608,0,13062,0,13878,8,311,1.9E-2,2E-3,0]
["21_13",21,7,"21_7",49,13,2,13,1071.9000000000001,0,1977,1977,49,27601,1620,0,13062,0,14120,50,311,1.9E-2,0.01,0]
["21_14",21,8,"21_8",49,13,2,14,1071.9000000000001,0,1977,1977,49,27946,1636,0,13062,0,14434,81,311,1.9E-2,1.7000000000000001E-2,0]
["21_15",21,9,"21_9",49,13,2,15,1071.9000000000001,0,1977,1977,49,28131,1646,0,13062,0,14623,77,311,1.9E-2,1.6E-2,0]
[{"$f":"CONCATENATE(B261,\"_\",H261)","v":"21_16"},21,10,"21_10",49,13,2,16,1071.9000000000001,0,1977,1977,49,28285,1654,0,13062,0,14792,62,311,1.9E-2,1.2999999999999999E-2,0]
["21_17",{"$f":"IF(E262=E261,    (IF(F262=F261,    (IF(G262=G261,   (IF(H262=H261+1,B261,B261+1)), (IF(AND(G262=G261+1,H262=1,H261=24),B261,B261+1)))), B261+1)), B261+1)","v":21},{"$f":"IF(B262=B261,C261+1,1)","v":11},{"$f":"CONCATENATE(B262,\"_\",C262)","v":"21_11"},49,13,2,17,1071.9000000000001,0,1977,1977,49,28590,1676,0,13062,0,15233,59,311,1.9E-2,1.2E-2,0]
["21_18",21,12,"21_12",49,13,2,18,1071.9000000000001,0,1977,1977,49,28631,1705,0,13062,0,15817,46,311,1.9E-2,8.9999999999999993E-3,0]
["21_19",21,13,"21_13",49,13,2,19,1071.9000000000001,0,1977,1977,49,27690,1659,0,13062,0,14901,20,311,1.9E-2,4.0000000000000001E-3,0]
["21_20",21,14,"21_14",49,13,2,20,1071.9000000000001,0,1977,1977,49,26834,1617,0,13062,0,14060,5,311,1.9E-2,1E-3,0]
["21_21",21,15,"21_15",49,13,2,21,1071.9000000000001,0,1977,1977,49,27339,1609,0,13062,0,13898,10,311,1.9E-2,2E-3,0]
["21_22",21,16,"21_16",49,13,2,22,1210.4000000000001,0,1977,1977,49,25733,1508,0,12924,0,12069,3,449,2.7E-2,1E-3,0]
["22_7",22,1,"22_1",49,13,3,7,465.3,0,1977,1977,49,17483,2315,0,12585,0,5184,217,788,4.8000000000000001E-2,4.3999999999999997E-2,0]
["22_8",22,2,"22_2",49,13,3,8,717.9,0,1977,1977,49,20345,1292,0,12585,0,8212,195,788,4.8000000000000001E-2,0.04,0]
["22_9",22,3,"22_3",49,13,3,9,717.9,0,1977,1977,49,22564,1407,0,12585,0,10522,105,788,4.8000000000000001E-2,2.1999999999999999E-2,0]
["22_10",22,4,"22_4",49,13,3,10,717.9,0,1977,1977,49,24248,1490,0,12585,0,12171,140,788,4.8000000000000001E-2,2.9000000000000001E-2,0]
["22_11",22,5,"22_5",49,13,3,11,717.9,0,1977,1977,49,25366,1513,0,12585,0,12646,253,788,4.8000000000000001E-2,5.1999999999999998E-2,0]
["22_12",22,6,"22_6",49,13,3,12,717.9,0,1977,1977,49,25881,1536,0,12585,0,13107,306,788,4.8000000000000001E-2,6.3E-2,0]
["22_13",22,7,"22_7",49,13,3,13,551.20000000000005,0,1977,1977,49,26257,1558,0,12752,0,13314,344,621,3.7999999999999999E-2,7.0000000000000007E-2,0]
["22_14",22,8,"22_8",49,13,3,14,481,0,1977,1977,49,26569,1583,0,12822,0,13707,262,551,3.4000000000000002E-2,5.3999999999999999E-2,0]
["22_15",22,9,"22_9",49,13,3,15,481,0,1977,1977,49,26732,1595,0,12822,0,13954,178,551,3.4000000000000002E-2,3.6999999999999998E-2,0]
["22_16",22,10,"22_10",49,13,3,16,481,0,1977,1977,49,26868,1603,0,12822,0,14100,168,551,3.4000000000000002E-2,3.4000000000000002E-2,0]
["22_17",22,11,"22_11",49,13,3,17,481,0,1977,1977,49,27143,1620,0,12822,0,14455,221,551,3.4000000000000002E-2,4.4999999999999998E-2,0]
["22_18",22,12,"22_12",49,13,3,18,339.5,0,1977,1977,49,27169,1654,0,12964,0,14928,304,409,2.5000000000000001E-2,6.2E-2,0]
["22_19",22,13,"22_13",49,13,3,19,245,0,1977,1977,49,26285,1611,0,13058,0,13945,402,315,1.9E-2,8.2000000000000003E-2,0]
["22_20",22,14,"22_14",49,13,3,20,245,0,1977,1977,49,25520,1573,0,13058,0,13179,403,315,1.9E-2,8.3000000000000004E-2,0]
["22_21",22,15,"22_15",49,13,3,21,245,0,1977,1977,49,26029,1573,0,13058,0,13174,256,315,1.9E-2,5.1999999999999998E-2,0]
["22_22",22,16,"22_16",49,13,3,22,245,0,1977,1977,49,24475,1487,0,13058,0,11466,179,315,1.9E-2,3.6999999999999998E-2,0]
["23_7",23,1,"23_1",51,4,1,7,436.1,0,1979,1979,51,32771,3502,0,14877,2500,15578,0,597,3.2000000000000001E-2,0,0]
["23_8",23,2,"23_2",51,4,1,8,723.2,0,1979,1979,51,37642,2760,0,14877,2500,20559,0,597,3.2000000000000001E-2,0,0]
["23_9",23,3,"23_3",51,4,1,9,723.2,0,1979,1979,51,39200,2760,0,14877,2500,22117,0,597,3.2000000000000001E-2,0,0]
["23_10",23,4,"23_4",51,4,1,10,723.2,0,1979,1979,51,39097,2760,0,14877,2500,22014,0,597,3.2000000000000001E-2,0,0]
["23_11",23,5,"23_5",51,4,1,11,723.2,0,1979,1979,51,38016,2760,0,14877,2500,20933,0,597,3.2000000000000001E-2,0,0]
["23_12",23,6,"23_6",51,4,1,12,723.2,0,1979,1979,51,36191,2760,0,14877,2500,18711,0,597,3.2000000000000001E-2,0,0]
["23_13",23,7,"23_7",51,4,1,13,677.8,0,1979,1979,51,34492,2760,0,14877,2500,16925,0,597,3.2000000000000001E-2,0,0]
["23_14",23,8,"23_8",51,4,1,14,583.29999999999995,0,1979,1979,51,33103,2760,0,14877,2500,15498,0,597,3.2000000000000001E-2,0,0]
["23_15",23,9,"23_9",51,4,1,15,534.1,0,1979,1979,51,32311,2760,0,14877,2500,14755,0,597,3.2000000000000001E-2,0,0]
["23_16",23,10,"23_10",51,4,1,16,589.20000000000005,0,1979,1979,51,33176,2760,0,14875,2500,15566,0,598,3.2000000000000001E-2,0,0]
["23_17",23,11,"23_11",51,4,1,17,917.2,0,1979,1979,51,37227,2760,0,14683,2500,19614,0,791,4.2999999999999997E-2,0,0]
["23_18",23,12,"23_12",51,4,1,18,1418.2,0,1979,1979,51,41077,2760,0,14182,2500,23994,0,1292,7.0000000000000007E-2,0,0]
["23_19",23,13,"23_13",51,4,1,19,1417.5,0,1979,1979,51,40424,2760,0,14183,2500,23333,8,1291,7.0000000000000007E-2,2E-3,0]
["23_20",23,14,"23_14",51,4,1,20,1415.5,0,1979,1979,51,39017,2760,0,14184,2500,21934,0,1289,7.0000000000000007E-2,0,0]
["23_21",23,15,"23_15",51,4,1,21,1415.5,0,1979,1979,51,36864,2760,0,14184,2500,19244,8,1289,7.0000000000000007E-2,2E-3,0]
["23_22",23,16,"23_16",51,4,1,22,1267.8,0,1979,1979,51,33053,2760,0,14184,2500,15381,0,1289,7.0000000000000007E-2,0,0]
["23_23",23,17,"23_17",51,4,1,23,82.2,0,1979,1979,51,28384,2760,0,14184,3400,10612,4,1289,7.0000000000000007E-2,1E-3,0]
["24_11",24,1,"24_1",57,12,5,11,32.6,0,1985,1985,57,25027,1522,0,12286,0,13247,421,1087,6.6000000000000003E-2,8.5999999999999993E-2,0]
["24_12",24,2,"24_2",57,12,5,12,21.5,0,1985,1985,57,25666,1546,0,12297,0,13696,479,1076,6.6000000000000003E-2,9.8000000000000004E-2,0]
["24_13",24,3,"24_3",57,12,5,13,21.5,0,1985,1985,57,26087,1556,0,12297,0,13910,553,1076,6.6000000000000003E-2,0.113,0]
["24_14",24,4,"24_4",57,12,5,14,23,0,1985,1985,57,26386,1553,0,12295,0,13854,908,1078,6.6000000000000003E-2,0.185,0]
["24_15",24,5,"24_5",57,12,5,15,23.7,0,1985,1985,57,26556,1541,0,12294,0,13602,1330,1079,6.6000000000000003E-2,0.27200000000000002,0]
["24_16",24,6,"24_6",57,12,5,16,24.6,0,1985,1985,57,26726,1537,0,12294,0,13532,1570,1079,6.6000000000000003E-2,0.32100000000000001,0]
["24_17",24,7,"24_7",57,12,5,17,24.8,0,1985,1985,57,27072,1553,0,12293,0,13840,1741,1080,6.6000000000000003E-2,0.35599999999999998,0]
["25_21",25,1,"25_1",57,13,2,21,39.299999999999997,0,1985,1985,57,26320,1594,0,12696,0,14113,174,676,4.1000000000000002E-2,3.5999999999999997E-2,0]
["25_22",25,2,"25_2",57,13,2,22,483,0,1985,1985,57,24775,1485,0,12696,0,11925,143,676,4.1000000000000002E-2,2.9000000000000001E-2,0]
["26_7",26,1,"26_1",57,13,9,7,1139.8,0,1985,1985,57,18076,3369,0,11989,0,5915,0,1384,8.5000000000000006E-2,0,0]
["26_8",26,2,"26_2",57,13,9,8,1139.8,0,1985,1985,57,20969,1300,0,11989,0,9206,0,1384,8.5000000000000006E-2,0,0]
["26_9",26,3,"26_3",57,13,9,9,1101.7,0,1985,1985,57,22987,1403,0,12027,0,11224,0,1346,8.2000000000000003E-2,0,0]
["26_10",26,4,"26_4",57,13,9,10,638.79999999999995,0,1985,1985,57,24482,1510,0,12490,0,12719,0,883,5.3999999999999999E-2,0,0]
["26_11",26,5,"26_5",57,13,9,11,638.79999999999995,0,1985,1985,57,25474,1533,0,12490,0,13178,2,883,5.3999999999999999E-2,1E-3,0]
["26_12",26,6,"26_6",57,13,9,12,638.79999999999995,0,1985,1985,57,25887,1554,0,12490,0,13589,5,883,5.3999999999999999E-2,1E-3,0]
["26_13",26,7,"26_7",57,13,9,13,638.79999999999995,0,1985,1985,57,26199,1562,0,12490,0,13745,28,883,5.3999999999999999E-2,6.0000000000000001E-3,0]
["26_14",26,8,"26_8",57,13,9,14,656.8,0,1985,1985,57,26478,1574,0,12472,0,14018,34,901,5.5E-2,7.0000000000000001E-3,0]
["26_15",26,9,"26_9",57,13,9,15,792.8,0,1985,1985,57,26594,1571,0,12336,0,14139,29,1037,6.3E-2,6.0000000000000001E-3,0]
["26_16",26,10,"26_10",57,13,9,16,792.8,0,1985,1985,57,26678,1574,0,12336,0,14219,33,1037,6.3E-2,7.0000000000000001E-3,0]
["26_17",26,11,"26_11",57,13,9,17,792.8,0,1985,1985,57,26875,1590,0,12336,0,14536,46,1037,6.3E-2,8.9999999999999993E-3,0]
["26_18",26,12,"26_12",57,13,9,18,792.8,0,1985,1985,57,26895,1617,0,12336,0,15079,52,1037,6.3E-2,1.0999999999999999E-2,0]
["26_19",26,13,"26_13",57,13,9,19,790.1,0,1985,1985,57,26167,1581,0,12339,0,14352,51,1034,6.3E-2,1.0999999999999999E-2,0]
["26_20",26,14,"26_14",57,13,9,20,795.1,0,1985,1985,57,25743,1560,0,12334,0,13940,39,1039,6.3E-2,8.0000000000000002E-3,0]
["26_21",26,15,"26_15",57,13,9,21,795.7,0,1985,1985,57,26289,1555,0,12333,0,13834,29,1040,6.3E-2,6.0000000000000001E-3,0]
[{"$f":"CONCATENATE(B325,\"_\",H325)","v":"26_22"},26,16,"26_16",57,13,9,22,795.7,0,1985,1985,57,24376,1448,0,12333,0,11697,23,1040,6.3E-2,5.0000000000000001E-3,0]
["27_14",{"$f":"IF(E326=E325,    (IF(F326=F325,    (IF(G326=G325,   (IF(H326=H325+1,B325,B325+1)), (IF(AND(G326=G325+1,H326=1,H325=24),B325,B325+1)))), B325+1)), B325+1)","v":27},{"$f":"IF(B326=B325,C325+1,1)","v":1},{"$f":"CONCATENATE(B326,\"_\",C326)","v":"27_1"},61,5,3,14,201,0,1989,1989,61,28620,2714,0,13344,2500,12346,626,2071,0.112,0.128,0]
["27_15",27,2,"27_2",61,5,3,15,273.39999999999998,0,1989,1989,61,27689,2714,0,13344,2500,11335,634,2071,0.112,0.13,0]
["27_16",27,3,"27_3",61,5,3,16,273.39999999999998,0,1989,1989,61,27929,2714,0,13344,2500,11538,671,2071,0.112,0.13700000000000001,0]
["27_17",27,4,"27_4",61,5,3,17,273.39999999999998,0,1989,1989,61,30138,2714,0,13344,2500,13825,725,2071,0.112,0.14799999999999999,0]
["27_18",27,5,"27_5",61,5,3,18,273.39999999999998,0,1989,1989,61,34421,2714,0,13344,2500,18722,641,2071,0.112,0.13100000000000001,0]
["27_19",27,6,"27_6",61,5,3,19,273.39999999999998,0,1989,1989,61,36233,2714,0,13344,2500,20624,550,2071,0.112,0.113,0]
["27_20",27,7,"27_7",61,5,3,20,273.39999999999998,0,1989,1989,61,34799,2714,0,13344,2500,19137,604,2071,0.112,0.123,0]
["27_21",27,8,"27_8",61,5,3,21,273.39999999999998,0,1989,1989,61,32554,2714,0,13344,2500,16403,563,2071,0.112,0.115,0]
["27_22",27,9,"27_9",61,5,3,22,273.39999999999998,0,1989,1989,61,29108,2714,0,13344,2500,12681,463,2071,0.112,9.5000000000000001E-2,0]
["28_7",28,1,"28_1",61,5,4,7,906,0,1989,1989,61,32322,3499,0,13268,2500,16311,0,2148,0.11700000000000001,0,0]
["28_8",28,2,"28_2",61,5,4,8,1234.9000000000001,0,1989,1989,61,36829,2714,0,13206,2500,20947,0,2209,0.12,0,0]
["28_9",28,3,"28_3",61,5,4,9,1409.8,0,1989,1989,61,36869,2714,0,13032,2500,20986,1,2384,0.129,0,0]
["28_10",28,4,"28_4",61,5,4,10,1409.8,0,1989,1989,61,35557,2714,0,13032,2500,19661,14,2384,0.129,3.0000000000000001E-3,0]
["28_11",28,5,"28_5",61,5,4,11,1409.8,0,1989,1989,61,33847,2714,0,13032,2500,17544,24,2384,0.129,5.0000000000000001E-3,0]
["28_12",28,6,"28_6",61,5,4,12,1409.8,0,1989,1989,61,31809,2714,0,13032,2500,15388,10,2384,0.129,2E-3,0]
["28_13",28,7,"28_7",61,5,4,13,769.6,0,1989,1989,61,30089,2714,0,13672,2500,13535,10,1744,9.5000000000000001E-2,2E-3,0]
["28_14",28,8,"28_8",61,5,4,14,740.5,0,1989,1989,61,28752,2714,0,13701,2500,12202,6,1715,9.2999999999999999E-2,1E-3,0]
["28_15",28,9,"28_9",61,5,4,15,757,0,1989,1989,61,27783,2714,0,13684,2500,11239,0,1731,9.4E-2,0,0]
["28_16",28,10,"28_10",61,5,4,16,770,0,1989,1989,61,28003,2714,0,13671,2500,11458,0,1744,9.5000000000000001E-2,0,0]
["28_17",28,11,"28_11",61,5,4,17,770,0,1989,1989,61,30194,2714,0,13671,2500,13764,19,1744,9.5000000000000001E-2,4.0000000000000001E-3,0]
["28_18",28,12,"28_12",61,5,4,18,770,0,1989,1989,61,34534,2714,0,13671,2500,18594,58,1744,9.5000000000000001E-2,1.2E-2,0]
["28_19",28,13,"28_13",61,5,4,19,770,0,1989,1989,61,36450,2714,0,13671,2500,20465,103,1744,9.5000000000000001E-2,2.1000000000000001E-2,0]
["28_20",28,14,"28_14",61,5,4,20,761.2,0,1989,1989,61,35020,2714,0,13680,2500,19006,132,1735,9.4E-2,2.7E-2,0]
["28_21",28,15,"28_15",61,5,4,21,756.9,0,1989,1989,61,32763,2714,0,13684,2500,16160,191,1731,9.4E-2,3.9E-2,0]
["28_22",28,16,"28_16",61,5,4,22,756.9,0,1989,1989,61,29332,2714,0,13684,2500,12397,148,1731,9.4E-2,0.03,0]
["29_21",29,1,"29_1",64,12,11,21,164.2,0,1992,1992,64,26770,1602,0,11536,0,15895,2,1837,0.112,1E-3,0]
["29_22",29,2,"29_2",64,12,11,22,1297.3,0,1992,1992,64,25531,1474,0,11536,0,13322,3,1837,0.112,1E-3,0]
["30_13",30,1,"30_1",64,12,12,13,179.3,0,1992,1992,64,27952,1609,0,11258,0,16409,800,2115,0.129,0.16300000000000001,0]
["30_14",30,2,"30_2",64,12,12,14,1071.9000000000001,0,1992,1992,64,28286,1585,0,11258,0,15935,716,2115,0.129,0.14599999999999999,0]
["30_15",30,3,"30_3",64,12,12,15,1071.9000000000001,0,1992,1992,64,28474,1595,0,11258,0,16143,695,2115,0.129,0.14199999999999999,0]
["30_16",30,4,"30_4",64,12,12,16,1071.9000000000001,0,1992,1992,64,28649,1594,0,11258,0,16116,898,2115,0.129,0.183,0]
["30_17",30,5,"30_5",64,12,12,17,1071.9000000000001,0,1992,1992,64,28995,1608,0,11258,0,16390,1102,2115,0.129,0.22500000000000001,0]
["30_18",30,6,"30_6",64,12,12,18,1071.9000000000001,0,1992,1992,64,29024,1618,0,11258,0,16603,1448,2115,0.129,0.29599999999999999,0]
["30_19",30,7,"30_7",64,12,12,19,926.2,0,1992,1992,64,28011,1561,0,11403,0,15252,1786,1970,0.12,0.36499999999999999,0]
["30_20",30,8,"30_8",64,12,12,20,856.8,0,1992,1992,64,26931,1497,0,11473,0,13878,2080,1900,0.11600000000000001,0.42499999999999999,0]
["30_21",30,9,"30_9",64,12,12,21,856.8,0,1992,1992,64,27331,1495,0,11473,0,13835,1993,1900,0.11600000000000001,0.40699999999999997,0]
["30_22",30,10,"30_10",64,12,12,22,856.8,0,1992,1992,64,26038,1445,0,11473,0,12846,1490,1900,0.11600000000000001,0.30399999999999999,0]
["31_7",31,1,"31_1",64,12,13,7,1853.2,0,1992,1992,64,17715,3376,0,11160,0,5634,27,2213,0.13500000000000001,6.0000000000000001E-3,0]
["31_8",31,2,"31_2",64,12,13,8,1420.8,0,1992,1992,64,20721,1263,0,11592,0,9029,35,1781,0.109,7.0000000000000001E-3,0]
["31_9",31,3,"31_3",64,12,13,9,1323.2,0,1992,1992,64,23339,1402,0,11690,0,11666,16,1683,0.10299999999999999,3.0000000000000001E-3,0]
["31_10",31,4,"31_4",64,12,13,10,1214.3,0,1992,1992,64,25341,1509,0,11799,0,13657,27,1574,9.6000000000000002E-2,6.0000000000000001E-3,0]
["31_11",31,5,"31_5",64,12,13,11,1118.2,0,1992,1992,64,26635,1558,0,11895,0,14512,69,1478,0.09,1.4E-2,0]
["31_12",31,6,"31_6",64,12,13,12,965.9,0,1992,1992,64,27248,1591,0,12047,0,14952,110,1326,8.1000000000000003E-2,2.1999999999999999E-2,0]
["31_13",31,7,"31_7",64,12,13,13,896.3,0,1992,1992,64,27653,1608,0,12117,0,15203,131,1256,7.6999999999999999E-2,2.7E-2,0]
["31_14",31,8,"31_8",64,12,13,14,896.3,0,1992,1992,64,27963,1624,0,12117,0,15510,134,1256,7.6999999999999999E-2,2.7E-2,0]
["31_15",31,9,"31_9",64,12,13,15,896.3,0,1992,1992,64,28138,1635,0,12117,0,15728,91,1256,7.6999999999999999E-2,1.9E-2,0]
["31_16",31,10,"31_10",64,12,13,16,931.2,0,1992,1992,64,28305,1641,0,12082,0,15915,71,1291,7.9000000000000001E-2,1.4999999999999999E-2,0]
["31_17",31,11,"31_11",64,12,13,17,930.6,0,1992,1992,64,28642,1665,0,12083,0,16388,68,1290,7.9000000000000001E-2,1.4E-2,0]
["31_18",31,12,"31_12",64,12,13,18,979.3,0,1992,1992,64,28672,1687,0,12034,0,16897,118,1339,8.2000000000000003E-2,2.4E-2,0]
["31_19",31,13,"31_13",64,12,13,19,996,0,1992,1992,64,27671,1633,0,12017,0,15838,176,1356,8.3000000000000004E-2,3.5999999999999997E-2,0]
["31_20",31,14,"31_14",64,12,13,20,996,0,1992,1992,64,26639,1577,0,12017,0,14707,275,1356,8.3000000000000004E-2,5.6000000000000001E-2,0]
["31_21",31,15,"31_15",64,12,13,21,996,0,1992,1992,64,27068,1571,0,12017,0,14598,284,1356,8.3000000000000004E-2,5.8000000000000003E-2,0]
["31_22",31,16,"31_16",64,12,13,22,996,0,1992,1992,64,25747,1500,0,12017,0,13185,176,1356,8.3000000000000004E-2,3.5999999999999997E-2,0]
["32_9",32,1,"32_1",73,12,10,9,864.9,0,2001,2001,73,23391,1416,0,11116,0,12766,0,2257,0.13800000000000001,0,0]
["32_10",32,2,"32_2",73,12,10,10,1567.6,0,2001,2001,73,25262,1475,0,11118,0,13933,0,2255,0.13800000000000001,0,0]
["32_11",32,3,"32_3",73,12,10,11,1921.4,0,2001,2001,73,26546,1494,0,10764,0,14819,0,2609,0.159,0,0]
["32_12",32,4,"32_4",73,12,10,12,1935.3,0,2001,2001,73,27193,1519,0,10750,0,15333,1,2623,0.16,0,0]
["32_13",32,5,"32_5",73,12,10,13,1567.6,0,2001,2001,73,27656,1560,0,11118,0,15633,32,2255,0.13800000000000001,7.0000000000000001E-3,0]
["32_14",32,6,"32_6",73,12,10,14,1567.6,0,2001,2001,73,28014,1575,0,11118,0,15940,83,2255,0.13800000000000001,1.7000000000000001E-2,0]
["32_15",32,7,"32_7",73,12,10,15,1567.6,0,2001,2001,73,28221,1582,0,11118,0,16085,145,2255,0.13800000000000001,0.03,0]
["32_16",32,8,"32_8",73,12,10,16,1567.6,0,2001,2001,73,28410,1591,0,11118,0,16251,168,2255,0.13800000000000001,3.4000000000000002E-2,0]
["32_17",32,9,"32_9",73,12,10,17,1636.5,0,2001,2001,73,28774,1609,0,11049,0,16707,209,2324,0.14199999999999999,4.2999999999999997E-2,0]
["32_18",32,10,"32_10",73,12,10,18,1782.7,0,2001,2001,73,28824,1625,0,10903,0,17230,265,2470,0.151,5.3999999999999999E-2,0]
[{"$f":"CONCATENATE(B389,\"_\",H389)","v":"32_19"},32,11,"32_11",73,12,10,19,1782.7,0,2001,2001,73,27835,1572,0,10903,0,16166,340,2470,0.151,6.9000000000000006E-2,0]
["32_20",{"$f":"IF(E390=E389,    (IF(F390=F389,    (IF(G390=G389,   (IF(H390=H389+1,B389,B389+1)), (IF(AND(G390=G389+1,H390=1,H389=24),B389,B389+1)))), B389+1)), B389+1)","v":32},{"$f":"IF(B390=B389,C389+1,1)","v":12},{"$f":"CONCATENATE(B390,\"_\",C390)","v":"32_12"},73,12,10,20,1762.4,0,2001,2001,73,26707,1517,0,10923,0,15046,332,2450,0.15,6.8000000000000005E-2,0]
["32_21",32,13,"32_13",73,12,10,21,1728.1,0,2001,2001,73,27024,1513,0,10957,0,14910,255,2416,0.14799999999999999,5.1999999999999998E-2,0]
["32_22",32,14,"32_14",73,12,10,22,1728.1,0,2001,2001,73,25795,1444,0,10957,0,13536,201,2416,0.14799999999999999,4.1000000000000002E-2,0]
["33_13",33,1,"33_1",74,1,20,13,493.5,0,2002,2002,74,22702,1372,0,11667,0,11097,3,1698,0.104,1E-3,0]
["33_14",33,2,"33_2",74,1,20,14,984.9,0,2002,2002,74,22000,1312,0,11667,0,9901,6,1698,0.104,1E-3,0]
["33_15",33,3,"33_3",74,1,20,15,984.9,0,2002,2002,74,21426,1282,0,11667,0,9313,21,1698,0.104,4.0000000000000001E-3,0]
["33_16",33,4,"33_4",74,1,20,16,984.9,0,2002,2002,74,21467,1285,0,11667,0,9360,14,1698,0.104,3.0000000000000001E-3,0]
["33_17",33,5,"33_5",74,1,20,17,984.9,0,2002,2002,74,22629,1343,0,11667,0,10526,142,1698,0.104,2.9000000000000001E-2,0]
["33_18",33,6,"33_6",74,1,20,18,984.9,0,2002,2002,74,24531,1438,0,11667,0,12422,679,1698,0.104,0.13900000000000001,0]
["33_19",33,7,"33_7",74,1,20,19,984.9,0,2002,2002,74,26020,1489,0,11667,0,13445,1145,1698,0.104,0.23400000000000001,0]
["33_20",33,8,"33_8",74,1,20,20,984.9,0,2002,2002,74,26492,1510,0,11667,0,13875,1187,1698,0.104,0.24299999999999999,0]
["33_21",33,9,"33_9",74,1,20,21,984.9,0,2002,2002,74,24747,1423,0,11667,0,12132,654,1698,0.104,0.13400000000000001,0]
["33_22",33,10,"33_10",74,1,20,22,984.9,0,2002,2002,74,21733,1262,0,11667,0,8902,594,1698,0.104,0.121,0]
["34_7",34,1,"34_1",74,1,21,7,660.6,0,2002,2002,74,23174,3481,0,11722,0,11597,18,1642,0.1,4.0000000000000001E-3,0]
["34_8",34,2,"34_2",74,1,21,8,660.6,0,2002,2002,74,26485,1586,0,11722,0,15318,5,1642,0.1,1E-3,0]
["34_9",34,3,"34_3",74,1,21,9,513.6,0,2002,2002,74,26477,1596,0,11869,0,15312,3,1495,9.0999999999999998E-2,1E-3,0]
["34_10",34,4,"34_4",74,1,21,10,4.5999999999999996,0,2002,2002,74,25654,1591,0,12378,0,14490,1,986,0.06,0,0]
["35_16",35,1,"35_1",74,1,21,16,0.4,0,2002,2002,74,21217,1335,0,12383,0,9373,20,982,0.06,4.0000000000000001E-3,0]
["35_17",35,2,"35_2",74,1,21,17,30.3,0,2002,2002,74,22424,1399,0,12353,0,10683,49,1012,6.2E-2,0.01,0]
["35_18",35,3,"35_3",74,1,21,18,297,0,2002,2002,74,24362,1499,0,12086,0,13056,143,1278,7.8E-2,2.9000000000000001E-2,0]
["35_19",35,4,"35_4",74,1,21,19,297,0,2002,2002,74,25814,1565,0,12086,0,14385,267,1278,7.8E-2,5.5E-2,0]
["35_20",35,5,"35_5",74,1,21,20,286.60000000000002,0,2002,2002,74,26201,1581,0,12096,0,14683,355,1268,7.6999999999999999E-2,7.2999999999999995E-2,0]
["35_21",35,6,"35_6",74,1,21,21,18.5,0,2002,2002,74,24456,1479,0,12364,0,12268,496,1000,6.0999999999999999E-2,0.10100000000000001,0]
["35_22",35,7,"35_7",74,1,21,22,19.100000000000001,0,2002,2002,74,21513,1317,0,12364,0,9033,512,1000,6.0999999999999999E-2,0.105,0]
["36_7",36,1,"36_1",82,1,6,7,234.7,0,1930,1933,5,21621,3481,0,10141,0,12068,0,3223,0.19700000000000001,0,0]
["36_8",36,2,"36_2",82,1,6,8,234.7,0,1930,1933,5,24741,1489,0,10141,0,15585,0,3223,0.19700000000000001,0,0]
["36_9",36,3,"36_3",82,1,6,9,234.7,0,1930,1933,5,25067,1505,0,10141,0,15910,2,3223,0.19700000000000001,0,0]
["36_10",36,4,"36_4",82,1,6,10,234.7,0,1930,1933,5,24712,1488,0,10141,0,15555,1,3223,0.19700000000000001,0,0]
["36_11",36,5,"36_5",82,1,6,11,266.10000000000002,0,1930,1933,5,24165,1438,0,10110,0,14612,0,3254,0.19900000000000001,0,0]
["36_12",36,6,"36_6",82,1,6,12,278.2,0,1930,1933,5,23315,1388,0,10098,0,13629,1,3266,0.2,0,0]
["36_13",36,7,"36_7",82,1,6,13,278.2,0,1930,1933,5,22624,1347,0,10098,0,12798,8,3266,0.2,2E-3,0]
["37_13",37,1,"37_1",122,3,8,13,2080.1,0,1970,1973,45,35996,2891,0,14065,2500,17377,77,1386,7.4999999999999997E-2,1.6E-2,0]
["37_14",37,2,"37_2",122,3,8,14,2157.5,0,1970,1973,45,34672,2891,0,14065,2500,15975,77,1386,7.4999999999999997E-2,1.6E-2,0]
["37_15",37,3,"37_3",122,3,8,15,2159.1999999999998,0,1970,1973,45,34031,2891,0,14063,2500,15471,73,1388,7.4999999999999997E-2,1.4999999999999999E-2,0]
["37_16",37,4,"37_4",122,3,8,16,2159.6999999999998,0,1970,1973,45,35188,2891,0,14063,2500,16523,178,1388,7.4999999999999997E-2,3.5999999999999997E-2,0]
["37_17",37,5,"37_5",122,3,8,17,1766.1,0,1970,1973,45,40086,2891,0,14456,2500,21541,190,995,5.3999999999999999E-2,3.9E-2,0]
["37_18",37,6,"37_6",122,3,8,18,1702.6,0,1970,1973,45,44449,2891,0,14576,2500,26435,133,875,4.7E-2,2.7E-2,0]
["37_19",37,7,"37_7",122,3,8,19,1702.6,0,1970,1973,45,43539,2891,0,14576,2500,25478,180,875,4.7E-2,3.6999999999999998E-2,0]
["37_20",37,8,"37_8",122,3,8,20,1646.7,0,1970,1973,45,41357,2891,0,14576,2500,23036,496,875,4.7E-2,0.10100000000000001,0]
["37_21",37,9,"37_9",122,3,8,21,1645.7,0,1970,1973,45,39044,2891,0,14577,2500,19828,729,874,4.7E-2,0.14899999999999999,0]
["37_22",37,10,"37_10",122,3,8,22,1626.8,0,1970,1973,45,35200,2891,0,14595,2500,15218,1346,855,4.5999999999999999E-2,0.27500000000000002,0]
["37_23",37,11,"37_11",122,3,8,23,759,0,1970,1973,45,30010,2891,0,14595,3400,9110,1880,855,4.5999999999999999E-2,0.38400000000000001,0]
["38_13",38,1,"38_1",129,12,10,13,723,0,1977,1980,52,27098,1582,0,11484,0,15571,14,1889,0.115,3.0000000000000001E-3,0]
["38_14",38,2,"38_2",129,12,10,14,1464.7,0,1977,1980,52,27449,1563,0,11484,0,15175,20,1889,0.115,4.0000000000000001E-3,0]
["38_15",38,3,"38_3",129,12,10,15,1468.3,0,1977,1980,52,27652,1572,0,11481,0,15366,31,1892,0.11600000000000001,6.0000000000000001E-3,0]
["38_16",38,4,"38_4",129,12,10,16,1537.6,0,1977,1980,52,27837,1576,0,11411,0,15552,30,1962,0.12,6.0000000000000001E-3,0]
["38_17",38,5,"38_5",129,12,10,17,1596.9,0,1977,1980,52,28194,1595,0,11352,0,16014,57,2021,0.123,1.2E-2,0]
["38_18",38,6,"38_6",129,12,10,18,1610.8,0,1977,1980,52,28242,1619,0,11338,0,16507,143,2035,0.124,2.9000000000000001E-2,0]
["38_19",38,7,"38_7",129,12,10,19,1613.2,0,1977,1980,52,27274,1568,0,11336,0,15481,200,2037,0.124,4.1000000000000002E-2,0]
["38_20",38,8,"38_8",129,12,10,20,1613.2,0,1977,1980,52,26169,1511,0,11336,0,14351,226,2037,0.124,4.5999999999999999E-2,0]
["38_21",38,9,"38_9",129,12,10,21,1613.2,0,1977,1980,52,26479,1502,0,11336,0,14178,179,2037,0.124,3.6999999999999998E-2,0]
["38_22",38,10,"38_10",129,12,10,22,1613.2,0,1977,1980,52,25275,1435,0,11336,0,12836,117,2037,0.124,2.4E-2,0]
["39_15",39,1,"39_1",129,12,11,15,201.2,0,1977,1980,52,26682,1566,0,11539,0,15175,461,1834,0.112,9.4E-2,0]
["39_16",39,2,"39_2",129,12,11,16,434.4,0,1977,1980,52,26854,1552,0,11539,0,14878,697,1834,0.112,0.14199999999999999,0]
["39_17",39,3,"39_3",129,12,11,17,434.4,0,1977,1980,52,27191,1572,0,11539,0,15280,765,1834,0.112,0.156,0]
["39_18",39,4,"39_4",129,12,11,18,434.4,0,1977,1980,52,27227,1593,0,11539,0,15712,898,1834,0.112,0.184,0]
["39_19",39,5,"39_5",129,12,11,19,434.4,0,1977,1980,52,26286,1530,0,11539,0,14446,1223,1834,0.112,0.25,0]
["39_20",39,6,"39_6",129,12,11,20,434.8,0,1977,1980,52,25248,1457,0,11538,0,12996,1635,1834,0.112,0.33400000000000002,0]
["39_21",39,7,"39_7",129,12,11,21,435.3,0,1977,1980,52,25589,1436,0,11538,0,12569,1874,1835,0.112,0.38300000000000001,0]
["39_22",39,8,"39_8",129,12,11,22,435.3,0,1977,1980,52,24406,1359,0,11538,0,11018,2042,1835,0.112,0.41699999999999998,0]
["40_17",40,1,"40_1",137,12,10,17,110.2,0,1985,1988,60,27595,1674,0,13023,0,15250,39,350,2.1000000000000001E-2,8.0000000000000002E-3,0]
["40_18",40,2,"40_2",137,12,10,18,250.3,0,1985,1988,60,27642,1692,0,13023,0,15607,118,350,2.1000000000000001E-2,2.4E-2,0]
["40_19",40,3,"40_3",137,12,10,19,250.3,0,1985,1988,60,26694,1629,0,13023,0,14341,437,350,2.1000000000000001E-2,8.8999999999999996E-2,0]
[{"$f":"CONCATENATE(B453,\"_\",H453)","v":"40_20"},40,4,"40_4",137,12,10,20,321.3,0,1985,1988,60,25613,1542,0,12952,0,12716,981,421,2.5999999999999999E-2,0.2,0]
["40_21",{"$f":"IF(E454=E453,    (IF(F454=F453,    (IF(G454=G453,   (IF(H454=H453+1,B453,B453+1)), (IF(AND(G454=G453+1,H454=1,H453=24),B453,B453+1)))), B453+1)), B453+1)","v":40},{"$f":"IF(B454=B453,C453+1,1)","v":5},{"$f":"CONCATENATE(B454,\"_\",C454)","v":"40_5"},137,12,10,21,472.2,0,1985,1988,60,25916,1501,0,12801,0,12091,1378,572,3.5000000000000003E-2,0.28199999999999997,0]
["40_22",40,6,"40_6",137,12,10,22,574.5,0,1985,1988,60,24739,1427,0,12699,0,10759,1334,674,4.1000000000000002E-2,0.27300000000000002,0]
["41_6",41,1,"41_1",140,3,21,6,2305.9,0,1988,1991,63,28179,3667,0,14356,3400,7715,136,1094,5.8999999999999997E-2,2.8000000000000001E-2,0]
["41_7",41,2,"41_2",140,3,21,7,3174.1,0,1988,1991,63,35284,3667,0,14356,2500,15610,143,1094,5.8999999999999997E-2,2.9000000000000001E-2,0]
["41_8",41,3,"41_3",140,3,21,8,3174.5,0,1988,1991,63,40398,2891,0,14356,2500,21128,137,1095,5.8999999999999997E-2,2.8000000000000001E-2,0]
["41_9",41,4,"41_4",140,3,21,9,3179.5,0,1988,1991,63,41555,2891,0,14351,2500,22292,130,1100,0.06,2.7E-2,0]
["41_10",41,5,"41_5",140,3,21,10,3180.1,0,1988,1991,63,41127,2891,0,14350,2500,21921,72,1100,0.06,1.4999999999999999E-2,0]
["41_11",41,6,"41_6",140,3,21,11,3180.1,0,1988,1991,63,39914,2891,0,14350,2500,20218,33,1100,0.06,7.0000000000000001E-3,0]
["41_12",41,7,"41_7",140,3,21,12,3180.1,0,1988,1991,63,38032,2891,0,14350,2500,18218,19,1100,0.06,4.0000000000000001E-3,0]
["41_13",41,8,"41_8",140,3,21,13,3180.1,0,1988,1991,63,36372,2891,0,14350,2500,16425,20,1100,0.06,4.0000000000000001E-3,0]
["41_14",41,9,"41_9",140,3,21,14,3182.3,0,1988,1991,63,35033,2891,0,14348,2500,15096,9,1103,0.06,2E-3,0]
["41_15",41,10,"41_10",140,3,21,15,2555.6,0,1988,1991,63,34338,2891,0,14975,2500,14534,8,476,2.5999999999999999E-2,2E-3,0]
["41_16",41,11,"41_11",140,3,21,16,2139.4,0,1988,1991,63,35419,2891,0,15391,2500,15623,1,60,3.0000000000000001E-3,0,0]
["41_17",41,12,"41_12",140,3,21,17,2139.4,0,1988,1991,63,40095,2891,0,15391,2500,20432,0,60,3.0000000000000001E-3,0,0]
["41_18",41,13,"41_13",140,3,21,18,2139.4,0,1988,1991,63,44156,2891,0,15391,2500,25023,0,60,3.0000000000000001E-3,0,0]
["41_19",41,14,"41_14",140,3,21,19,2139.4,0,1988,1991,63,43125,2891,0,15391,2500,23992,0,60,3.0000000000000001E-3,0,0]
["41_20",41,15,"41_15",140,3,21,20,2521.8000000000002,0,1988,1991,63,41382,2891,0,15009,2500,22246,3,442,2.4E-2,1E-3,0]
["41_21",41,16,"41_16",140,3,21,21,2650.8,0,1988,1991,63,39130,2891,0,14880,2500,19332,3,571,3.1E-2,1E-3,0]
["41_22",41,17,"41_17",140,3,21,22,2650.1,0,1988,1991,63,35126,2891,0,14880,2500,15179,2,570,3.1E-2,1E-3,0]
["41_23",41,18,"41_18",140,3,21,23,1782.3,0,1988,1991,63,30011,2891,0,14880,3400,9682,1,570,3.1E-2,0,0]
["42_6",42,1,"42_1",140,3,22,6,909.3,0,1988,1991,63,28117,3667,0,14663,3400,7344,1535,788,4.2999999999999997E-2,0.314,0]
["42_7",42,2,"42_2",140,3,22,7,1889.4,0,1988,1991,63,35107,3667,0,14881,2500,14926,1411,570,3.1E-2,0.28799999999999998,0]
["42_8",42,3,"42_3",140,3,22,8,1889.4,0,1988,1991,63,40207,2891,0,14881,2500,20615,1219,570,3.1E-2,0.249,0]
["42_9",42,4,"42_4",140,3,22,9,1889.4,0,1988,1991,63,41461,2891,0,14881,2500,22086,1002,570,3.1E-2,0.20499999999999999,0]
["42_10",42,5,"42_5",140,3,22,10,1889.4,0,1988,1991,63,41100,2891,0,14881,2500,22007,720,570,3.1E-2,0.14699999999999999,0]
["42_11",42,6,"42_6",140,3,22,11,1889.4,0,1988,1991,63,39902,2891,0,14881,2500,20351,648,570,3.1E-2,0.13200000000000001,0]
["42_12",42,7,"42_7",140,3,22,12,1889.4,0,1988,1991,63,38015,2891,0,14881,2500,18339,641,570,3.1E-2,0.13100000000000001,0]
["42_13",42,8,"42_8",140,3,22,13,1889.4,0,1988,1991,63,36337,2891,0,14881,2500,16638,532,570,3.1E-2,0.109,0]
["42_14",42,9,"42_9",140,3,22,14,1889.4,0,1988,1991,63,34979,2891,0,14881,2500,15295,517,570,3.1E-2,0.106,0]
["42_15",42,10,"42_10",140,3,22,15,1892.9,0,1988,1991,63,34269,2891,0,14877,2500,14642,592,574,3.1E-2,0.121,0]
["42_16",42,11,"42_11",140,3,22,16,2178.4,0,1988,1991,63,35333,2891,0,14592,2500,15650,648,859,4.7E-2,0.13300000000000001,0]
["42_17",42,12,"42_12",140,3,22,17,2178.4,0,1988,1991,63,39972,2891,0,14592,2500,20490,580,859,4.7E-2,0.11899999999999999,0]
["42_18",42,13,"42_13",140,3,22,18,2178.4,0,1988,1991,63,44007,2891,0,14592,2500,25191,444,859,4.7E-2,9.0999999999999998E-2,0]
["42_19",42,14,"42_14",140,3,22,19,2178.4,0,1988,1991,63,42985,2891,0,14592,2500,24145,467,859,4.7E-2,9.6000000000000002E-2,0]
["42_20",42,15,"42_15",140,3,22,20,2178.4,0,1988,1991,63,41277,2891,0,14592,2500,22649,256,859,4.7E-2,5.1999999999999998E-2,0]
["42_21",42,16,"42_16",140,3,22,21,2175.4,0,1988,1991,63,39040,2891,0,14595,2500,19788,217,856,4.5999999999999999E-2,4.3999999999999997E-2,0]
["42_22",42,17,"42_17",140,3,22,22,2174.8000000000002,0,1988,1991,63,35063,2891,0,14595,2500,15688,191,856,4.5999999999999999E-2,3.9E-2,0]
["42_23",42,18,"42_18",140,3,22,23,1095.5,0,1988,1991,63,30002,2891,0,14807,3400,10284,150,644,3.5000000000000003E-2,3.1E-2,0]
["43_7",43,1,"43_1",140,3,23,7,791.1,0,1988,1991,63,32351,3667,0,13933,2500,15493,134,1518,8.2000000000000003E-2,2.7E-2,0]
["43_8",43,2,"43_2",140,3,23,8,825,0,1988,1991,63,37077,2891,0,13935,2500,20639,76,1516,8.2000000000000003E-2,1.6E-2,0]
["43_9",43,3,"43_3",140,3,23,9,801.3,0,1988,1991,63,38350,2891,0,13958,2500,21927,61,1493,8.1000000000000003E-2,1.2999999999999999E-2,0]
["43_10",43,4,"43_4",140,3,23,10,805.4,0,1988,1991,63,38092,2891,0,13954,2500,21704,25,1497,8.1000000000000003E-2,5.0000000000000001E-3,0]
["43_11",43,5,"43_5",140,3,23,11,809.5,0,1988,1991,63,37003,2891,0,13950,2500,20102,9,1501,8.1000000000000003E-2,2E-3,0]
["43_12",43,6,"43_6",140,3,23,12,810.7,0,1988,1991,63,35251,2891,0,13949,2500,18219,7,1502,8.1000000000000003E-2,2E-3,0]
["43_13",43,7,"43_7",140,3,23,13,814.5,0,1988,1991,63,33674,2891,0,13945,2500,16506,11,1506,8.2000000000000003E-2,2E-3,0]
["43_14",43,8,"43_8",140,3,23,14,814.5,0,1988,1991,63,32395,2891,0,13945,2500,15200,38,1506,8.2000000000000003E-2,8.0000000000000002E-3,0]
["43_15",43,9,"43_9",140,3,23,15,935.8,0,1988,1991,63,31718,2891,0,13824,2500,14644,50,1627,8.7999999999999995E-2,0.01,0]
["43_16",43,10,"43_10",140,3,23,16,865.9,0,1988,1991,63,32685,2891,0,13894,2500,15605,56,1557,8.4000000000000005E-2,1.2E-2,0]
["43_17",43,11,"43_11",140,3,23,17,814.5,0,1988,1991,63,36943,2891,0,13945,2500,20009,42,1506,8.2000000000000003E-2,8.9999999999999993E-3,0]
["43_18",43,12,"43_12",140,3,23,18,814.5,0,1988,1991,63,40659,2891,0,13945,2500,24266,30,1506,8.2000000000000003E-2,6.0000000000000001E-3,0]
["43_19",43,13,"43_13",140,3,23,19,814.5,0,1988,1991,63,39722,2891,0,13945,2500,23343,17,1506,8.2000000000000003E-2,4.0000000000000001E-3,0]
["43_20",43,14,"43_14",140,3,23,20,814.5,0,1988,1991,63,38164,2891,0,13945,2500,21774,27,1506,8.2000000000000003E-2,6.0000000000000001E-3,0]
["43_21",43,15,"43_15",140,3,23,21,814.5,0,1988,1991,63,36096,2891,0,13945,2500,19033,38,1506,8.2000000000000003E-2,8.0000000000000002E-3,0]
["43_22",43,16,"43_16",140,3,23,22,814.5,0,1988,1991,63,32434,2891,0,13945,2500,15167,93,1506,8.2000000000000003E-2,1.9E-2,0]
["44_7",44,1,"44_1",141,1,2,7,302.3,0,1989,1992,64,20089,3069,0,9680,0,10883,48,3684,0.22500000000000001,0.01,0]
["44_8",44,2,"44_2",141,1,2,8,302.3,0,1989,1992,64,23067,1392,0,9680,0,14290,16,3684,0.22500000000000001,3.0000000000000001E-3,0]
["44_9",44,3,"44_3",141,1,2,9,79.3,0,1989,1992,64,23792,1443,0,9903,0,15006,25,3461,0.21199999999999999,5.0000000000000001E-3,0]
["45_7",45,1,"45_1",141,1,29,7,286,0,1989,1992,64,25785,3481,0,12736,0,13400,186,628,3.7999999999999999E-2,3.7999999999999999E-2,0]
["46_11",46,1,"46_1",141,1,29,11,52.6,0,1989,1992,64,27298,1662,0,12955,0,15104,10,409,2.5000000000000001E-2,2E-3,0]
["46_12",46,2,"46_2",141,1,29,12,67.099999999999994,0,1989,1992,64,25823,1580,0,12955,0,13466,26,409,2.5000000000000001E-2,5.0000000000000001E-3,0]
["46_13",46,3,"46_3",141,1,29,13,29.8,0,1989,1992,64,24659,1517,0,12992,0,12159,36,372,2.3E-2,8.0000000000000002E-3,0]
["46_14",46,4,"46_4",141,1,29,14,57.2,0,1989,1992,64,23778,1473,0,12965,0,11305,9,399,2.4E-2,2E-3,0]
["46_15",46,5,"46_5",141,1,29,15,451.7,0,1989,1992,64,23159,1414,0,12571,0,10687,8,794,4.9000000000000002E-2,2E-3,0]
[{"$f":"CONCATENATE(B517,\"_\",H517)","v":"46_16"},46,6,"46_6",141,1,29,16,454.6,0,1989,1992,64,23403,1425,0,12568,0,10895,44,797,4.9000000000000002E-2,8.9999999999999993E-3,0]
["46_17",{"$f":"IF(E518=E517,    (IF(F518=F517,    (IF(G518=G517,   (IF(H518=H517+1,B517,B517+1)), (IF(AND(G518=G517+1,H518=1,H517=24),B517,B517+1)))), B517+1)), B517+1)","v":46},{"$f":"IF(B518=B517,C517+1,1)","v":7},{"$f":"CONCATENATE(B518,\"_\",C518)","v":"46_7"},141,1,29,17,461.7,0,1989,1992,64,25291,1524,0,12561,0,12897,63,804,4.9000000000000002E-2,1.2999999999999999E-2,0]
["46_18",46,8,"46_8",141,1,29,18,461.7,0,1989,1992,64,27947,1684,0,12561,0,16102,44,804,4.9000000000000002E-2,8.9999999999999993E-3,0]
["46_19",46,9,"46_9",141,1,29,19,461.7,0,1989,1992,64,29293,1753,0,12561,0,17477,15,804,4.9000000000000002E-2,3.0000000000000001E-3,0]
["46_20",46,10,"46_10",141,1,29,20,444,0,1989,1992,64,29020,1740,0,12578,0,17198,21,786,4.8000000000000001E-2,4.0000000000000001E-3,0]
["46_21",46,11,"46_11",141,1,29,21,421.1,0,1989,1992,64,26993,1613,0,12601,0,14626,36,763,4.7E-2,8.0000000000000002E-3,0]
["46_22",46,12,"46_12",141,1,29,22,421.1,0,1989,1992,64,23933,1446,0,12601,0,11273,53,763,4.7E-2,1.0999999999999999E-2,0]
["47_8",47,1,"47_1",147,14,3,8,25.9,0,1995,1998,70,20874,1314,0,10346,0,11792,53,3033,0.185,1.0999999999999999E-2,0]
["47_9",47,2,"47_2",147,14,3,9,25.9,0,1995,1998,70,22767,1409,0,10346,0,13691,47,3033,0.185,0.01,0]
["47_10",47,3,"47_3",147,14,3,10,25.9,0,1995,1998,70,24061,1475,0,10346,0,15014,18,3033,0.185,4.0000000000000001E-3,0]
["47_11",47,4,"47_4",147,14,3,11,25.9,0,1995,1998,70,24800,1486,0,10346,0,15233,8,3033,0.185,2E-3,0]
["47_12",47,5,"47_5",147,14,3,12,25.9,0,1995,1998,70,24964,1487,0,10346,0,15251,22,3033,0.185,5.0000000000000001E-3,0]
["47_13",47,6,"47_6",147,14,3,13,19.8,0,1995,1998,70,25040,1491,0,10352,0,15326,23,3027,0.185,5.0000000000000001E-3,0]
["47_14",47,7,"47_7",147,14,3,14,17.8,0,1995,1998,70,25133,1487,0,10354,0,15254,56,3025,0.185,1.0999999999999999E-2,0]
["47_15",47,8,"47_8",147,14,3,15,17.8,0,1995,1998,70,25077,1493,0,10354,0,15369,17,3025,0.185,3.0000000000000001E-3,0]
["47_16",47,9,"47_9",147,14,3,16,17.8,0,1995,1998,70,25028,1488,0,10354,0,15258,79,3025,0.185,1.6E-2,0]
["47_17",47,10,"47_10",147,14,3,17,17.8,0,1995,1998,70,25061,1492,0,10354,0,15338,164,3025,0.185,3.4000000000000002E-2,0]
["47_18",47,11,"47_11",147,14,3,18,17.8,0,1995,1998,70,25061,1520,0,10354,0,15898,134,3025,0.185,2.7E-2,0]
["48_8",48,1,"48_1",153,4,6,8,907.6,0,2001,2004,76,38435,2760,0,14881,2500,21164,0,593,3.2000000000000001E-2,0,0]
["48_9",48,2,"48_2",153,4,6,9,1930.8,0,2001,2004,76,39420,2760,0,14881,2500,21126,0,593,3.2000000000000001E-2,0,0]
["48_10",48,3,"48_3",153,4,6,10,1930.8,0,2001,2004,76,38921,2760,0,14881,2500,20627,0,593,3.2000000000000001E-2,0,0]
["48_11",48,4,"48_4",153,4,6,11,1930.8,0,2001,2004,76,37718,2760,0,14881,2500,19424,0,593,3.2000000000000001E-2,0,0]
["48_12",48,5,"48_5",153,4,6,12,1931.8,0,2001,2004,76,35876,2760,0,14880,2500,17184,0,594,3.2000000000000001E-2,0,0]
["48_13",48,6,"48_6",153,4,6,13,1860.9,0,2001,2004,76,34223,2760,0,14878,2500,15471,0,596,3.2000000000000001E-2,0,0]
["48_14",48,7,"48_7",153,4,6,14,1770.6,0,2001,2004,76,32903,2760,0,14878,2500,14109,0,596,3.2000000000000001E-2,0,0]
["48_15",48,8,"48_8",153,4,6,15,1721.4,0,2001,2004,76,32110,2760,0,14878,2500,13365,0,596,3.2000000000000001E-2,0,0]
["48_16",48,9,"48_9",153,4,6,16,1768.3,0,2001,2004,76,32889,2760,0,14880,2500,14096,0,594,3.2000000000000001E-2,0,0]
["48_17",48,10,"48_10",153,4,6,17,1917.2,0,2001,2004,76,36666,2760,0,14894,2500,17831,11,579,3.1E-2,2E-3,0]
["48_18",48,11,"48_11",153,4,6,18,1917.2,0,2001,2004,76,40543,2760,0,14894,2500,22235,14,579,3.1E-2,3.0000000000000001E-3,0]
["48_19",48,12,"48_12",153,4,6,19,1917.2,0,2001,2004,76,40156,2760,0,14894,2500,21799,63,579,3.1E-2,1.2999999999999999E-2,0]
["48_20",48,13,"48_13",153,4,6,20,1917.2,0,2001,2004,76,38762,2760,0,14894,2500,20399,68,579,3.1E-2,1.4E-2,0]
["48_21",48,14,"48_14",153,4,6,21,1917.2,0,2001,2004,76,36563,2760,0,14894,2500,17726,13,579,3.1E-2,3.0000000000000001E-3,0]
["48_22",48,15,"48_15",153,4,6,22,1737.6,0,2001,2004,76,32713,2760,0,14894,2500,13856,4,579,3.1E-2,1E-3,0]
["48_23",48,16,"48_16",153,4,6,23,1038.9000000000001,0,2001,2004,76,28026,2760,0,14903,3400,8583,0,571,3.1E-2,0,0]
["49_10",49,1,"49_1",154,1,2,10,32.5,0,2002,2005,77,23754,1472,0,11741,0,12995,207,1623,9.9000000000000005E-2,4.2000000000000003E-2,0]
["50_7",50,1,"50_1",154,1,5,7,796.8,0,2002,2005,77,20804,3481,0,11137,0,9011,683,2227,0.13600000000000001,0.14000000000000001,0]
["50_8",50,2,"50_2",154,1,5,8,686.2,0,2002,2005,77,23800,1398,0,11248,0,12223,864,2117,0.129,0.17699999999999999,0]
["50_9",50,3,"50_3",154,1,5,9,547.5,0,2002,2005,77,24087,1435,0,11386,0,12764,610,1978,0.121,0.125,0]
["50_10",50,4,"50_4",154,1,5,10,547.5,0,2002,2005,77,23746,1431,0,11386,0,12673,360,1978,0.121,7.3999999999999996E-2,0]
["50_11",50,5,"50_5",154,1,5,11,547.5,0,2002,2005,77,23251,1385,0,11386,0,11758,383,1978,0.121,7.8E-2,0]
["50_12",50,6,"50_6",154,1,5,12,547.5,0,2002,2005,77,22467,1347,0,11386,0,10994,231,1978,0.121,4.7E-2,0]
["50_13",50,7,"50_7",154,1,5,13,143,0,2002,2005,77,21835,1342,0,11791,0,10324,136,1573,9.6000000000000002E-2,2.8000000000000001E-2,0]
["51_8",51,1,"51_1",161,4,19,8,163.9,0,1929,1935,7,37158,2760,0,14564,2500,20866,81,909,4.9000000000000002E-2,1.7000000000000001E-2,0]
["51_9",51,2,"51_2",161,4,19,9,484.8,0,1929,1935,7,37530,2760,0,14564,2500,20903,94,909,4.9000000000000002E-2,1.9E-2,0]
["51_10",51,3,"51_3",161,4,19,10,484.4,0,1929,1935,7,36598,2760,0,14565,2500,19999,67,909,4.9000000000000002E-2,1.4E-2,0]
["51_11",51,4,"51_4",161,4,19,11,483.6,0,1929,1935,7,35222,2760,0,14566,2500,18683,7,908,4.9000000000000002E-2,1E-3,0]
["51_12",51,5,"51_5",161,4,19,12,668,0,1929,1935,7,33371,2760,0,14381,2500,16442,0,1093,5.8999999999999997E-2,0,0]
["51_13",51,6,"51_6",161,4,19,13,642.79999999999995,0,1929,1935,7,31775,2760,0,14326,2500,14793,0,1147,6.2E-2,0,0]
["51_14",51,7,"51_7",161,4,19,14,559.5,0,1929,1935,7,30524,2760,0,14320,2500,13500,0,1154,6.2E-2,0,0]
["51_15",51,8,"51_8",161,4,19,15,505,0,1929,1935,7,29686,2760,0,14320,2500,12716,0,1154,6.2E-2,0,0]
["51_16",51,9,"51_9",161,4,19,16,538.6,0,1929,1935,7,30203,2760,0,14320,2500,13200,0,1154,6.2E-2,0,0]
["51_17",51,10,"51_10",161,4,19,17,729.6,0,1929,1935,7,33176,2760,0,14320,2500,16099,15,1154,6.2E-2,3.0000000000000001E-3,0]
["51_18",51,11,"51_11",161,4,19,18,729.6,0,1929,1935,7,37234,2760,0,14320,2500,20666,36,1154,6.2E-2,7.0000000000000001E-3,0]
["51_19",51,12,"51_12",161,4,19,19,730.5,0,1929,1935,7,37828,2760,0,14319,2500,21256,40,1155,6.3E-2,8.0000000000000002E-3,0]
["51_20",51,13,"51_13",161,4,19,20,731.1,0,1929,1935,7,36448,2760,0,14318,2500,19887,29,1156,6.3E-2,6.0000000000000001E-3,0]
["51_21",51,14,"51_14",161,4,19,21,731.2,0,1929,1935,7,34245,2760,0,14318,2500,17175,8,1156,6.3E-2,2E-3,0]
["51_22",51,15,"51_15",161,4,19,22,558.29999999999995,0,1929,1935,7,30558,2760,0,14318,2500,13461,0,1156,6.3E-2,0,0]
["52_6",52,1,"52_1",161,4,20,6,1544.2,0,1929,1935,7,27451,3502,0,14022,3400,8292,91,1451,7.9000000000000001E-2,1.9E-2,0]
["52_7",52,2,"52_2",161,4,20,7,2250.9,0,1929,1935,7,34969,3502,0,14186,2500,16549,103,1288,7.0000000000000007E-2,2.1000000000000001E-2,0]
["52_8",52,3,"52_3",161,4,20,8,2179.1,0,1929,1935,7,39963,2760,0,14257,2500,21963,81,1216,6.6000000000000003E-2,1.7000000000000001E-2,0]
["52_9",52,4,"52_4",161,4,20,9,2179.1,0,1929,1935,7,40453,2760,0,14257,2500,22439,94,1216,6.6000000000000003E-2,1.9E-2,0]
["52_10",52,5,"52_5",161,4,20,10,2179.1,0,1929,1935,7,39486,2760,0,14257,2500,21500,67,1216,6.6000000000000003E-2,1.4E-2,0]
["52_11",52,6,"52_6",161,4,20,11,2179.1,0,1929,1935,7,37978,2760,0,14257,2500,20052,7,1216,6.6000000000000003E-2,1E-3,0]
["52_12",52,7,"52_7",161,4,20,12,2179.1,0,1929,1935,7,35947,2760,0,14257,2500,17630,0,1216,6.6000000000000003E-2,0,0]
[{"$f":"CONCATENATE(B581,\"_\",H581)","v":"52_13"},52,8,"52_8",161,4,20,13,2144.3000000000002,0,1929,1935,7,34181,2760,0,14258,2500,15766,0,1216,6.6000000000000003E-2,0,0]
["52_14",{"$f":"IF(E582=E581,    (IF(F582=F581,    (IF(G582=G581,   (IF(H582=H581+1,B581,B581+1)), (IF(AND(G582=G581+1,H582=1,H581=24),B581,B581+1)))), B581+1)), B581+1)","v":52},{"$f":"IF(B582=B581,C581+1,1)","v":9},{"$f":"CONCATENATE(B582,\"_\",C582)","v":"52_9"},161,4,20,14,2044.2,0,1929,1935,7,32798,2760,0,14260,2500,14349,0,1214,6.6000000000000003E-2,0,0]
["52_15",52,10,"52_10",161,4,20,15,2391.9,0,1929,1935,7,31868,2760,0,13851,2500,13480,0,1622,8.7999999999999995E-2,0,0]
["52_16",52,11,"52_11",161,4,20,16,2536.1,0,1929,1935,7,32396,2760,0,13742,2500,13973,0,1732,9.4E-2,0,0]
["52_17",52,12,"52_12",161,4,20,17,2694.9,0,1929,1935,7,35541,2760,0,13742,2500,17077,15,1732,9.4E-2,3.0000000000000001E-3,0]
["52_18",52,13,"52_13",161,4,20,18,2650.1,0,1929,1935,7,39922,2760,0,13786,2500,21967,36,1687,9.0999999999999998E-2,7.0000000000000001E-3,0]
["52_19",52,14,"52_14",161,4,20,19,2650.6,0,1929,1935,7,40625,2760,0,13786,2500,22666,40,1688,9.0999999999999998E-2,8.0000000000000002E-3,0]
["52_20",52,15,"52_15",161,4,20,20,2667.2,0,1929,1935,7,39106,2760,0,13769,2500,21157,29,1704,9.1999999999999998E-2,6.0000000000000001E-3,0]
["52_21",52,16,"52_16",161,4,20,21,2667.2,0,1929,1935,7,36729,2760,0,13769,2500,18272,8,1704,9.1999999999999998E-2,2E-3,0]
["52_22",52,17,"52_17",161,4,20,22,2363.1,0,1929,1935,7,32825,2760,0,13938,2500,14304,0,1536,8.3000000000000004E-2,0,0]
["52_23",52,18,"52_18",161,4,20,23,1279.3,0,1929,1935,7,28073,2760,0,14287,3400,9005,0,1186,6.4000000000000001E-2,0,0]
["53_16",53,1,"53_1",163,4,7,16,387.5,0,1931,1937,9,33162,2760,0,14578,2500,15905,146,895,4.8000000000000001E-2,0.03,0]
["53_17",53,2,"53_2",163,4,7,17,3564.5,0,1931,1937,9,36949,2760,0,14578,2500,16549,244,895,4.8000000000000001E-2,0.05,0]
["53_18",53,3,"53_3",163,4,7,18,3951.5,0,1931,1937,9,40904,2760,0,14191,2500,20989,289,1282,6.9000000000000006E-2,5.8999999999999997E-2,0]
["53_19",53,4,"53_4",163,4,7,19,4082.5,0,1931,1937,9,40574,2760,0,14060,2500,20643,305,1413,7.6999999999999999E-2,6.2E-2,0]
["53_20",53,5,"53_5",163,4,7,20,4082.5,0,1931,1937,9,39174,2760,0,14060,2500,19323,225,1413,7.6999999999999999E-2,4.5999999999999999E-2,0]
["53_21",53,6,"53_6",163,4,7,21,4082.5,0,1931,1937,9,36954,2760,0,14060,2500,16637,162,1413,7.6999999999999999E-2,3.3000000000000002E-2,0]
["53_22",53,7,"53_7",163,4,7,22,4082.5,0,1931,1937,9,33096,2760,0,14060,2500,12525,208,1413,7.6999999999999999E-2,4.2000000000000003E-2,0]
["53_23",53,8,"53_8",163,4,7,23,3212.6,0,1931,1937,9,28416,2760,0,14060,3400,7400,242,1413,7.6999999999999999E-2,4.9000000000000002E-2,0]
["54_6",54,1,"54_1",163,4,8,6,2889.1,0,1931,1937,9,27110,3502,0,14101,3400,6614,5,1373,7.3999999999999996E-2,1E-3,0]
["54_7",54,2,"54_2",163,4,8,7,4357.6000000000004,0,1931,1937,9,33755,3502,0,14252,2500,13258,7,1221,6.6000000000000003E-2,2E-3,0]
["54_8",54,3,"54_3",163,4,8,8,4327.6000000000004,0,1931,1937,9,38754,2760,0,14282,2500,18638,23,1191,6.4000000000000001E-2,5.0000000000000001E-3,0]
["54_9",54,4,"54_4",163,4,8,9,3873.6,0,1931,1937,9,40199,2760,0,14736,2500,20104,2,737,0.04,0,0]
["54_10",54,5,"54_5",163,4,8,10,3873.6,0,1931,1937,9,39963,2760,0,14736,2500,19870,0,737,0.04,0,0]
["54_11",54,6,"54_6",163,4,8,11,3873.6,0,1931,1937,9,38779,2760,0,14736,2500,18686,0,737,0.04,0,0]
["54_12",54,7,"54_7",163,4,8,12,3873.6,0,1931,1937,9,36864,2760,0,14736,2500,16374,0,737,0.04,0,0]
["54_13",54,8,"54_8",163,4,8,13,3875.8,0,1931,1937,9,35090,2760,0,14734,2500,14468,0,740,0.04,0,0]
["54_14",54,9,"54_9",163,4,8,14,3877.9,0,1931,1937,9,33650,2760,0,14732,2500,12890,5,742,0.04,1E-3,0]
["54_15",54,10,"54_10",163,4,8,15,3877.9,0,1931,1937,9,32777,2760,0,14732,2500,12016,6,742,0.04,1E-3,0]
["54_16",54,11,"54_11",163,4,8,16,3877.9,0,1931,1937,9,33536,2760,0,14732,2500,12772,9,742,0.04,2E-3,0]
["54_17",54,12,"54_12",163,4,8,17,3877.9,0,1931,1937,9,37345,2760,0,14732,2500,16666,57,742,0.04,1.2E-2,0]
["54_18",54,13,"54_13",163,4,8,18,3877.9,0,1931,1937,9,41414,2760,0,14732,2500,21314,7,742,0.04,2E-3,0]
["54_19",54,14,"54_14",163,4,8,19,3877.9,0,1931,1937,9,41165,2760,0,14732,2500,21066,6,742,0.04,1E-3,0]
["54_20",54,15,"54_15",163,4,8,20,3877.9,0,1931,1937,9,39765,2760,0,14732,2500,19671,1,742,0.04,0,0]
["54_21",54,16,"54_16",163,4,8,21,3877.9,0,1931,1937,9,37509,2760,0,14732,2500,16883,4,742,0.04,1E-3,0]
["54_22",54,17,"54_17",163,4,8,22,3877.9,0,1931,1937,9,33586,2760,0,14732,2500,12724,32,742,0.04,7.0000000000000001E-3,0]
["54_23",54,18,"54_18",163,4,8,23,3008,0,1931,1937,9,28838,2760,0,14732,3400,7427,170,742,0.04,3.5000000000000003E-2,0]
["55_6",55,1,"55_1",169,4,18,6,2958.3,0,1937,1943,15,26931,3502,0,14031,3400,6432,8,1442,7.8E-2,2E-3,0]
["55_7",55,2,"55_2",169,4,18,7,4166.1000000000004,0,1937,1943,15,34251,3502,0,14042,2500,14154,9,1431,7.6999999999999999E-2,2E-3,0]
["55_8",55,3,"55_3",169,4,18,8,4161.1000000000004,0,1937,1943,15,39162,2760,0,14047,2500,19458,12,1426,7.6999999999999999E-2,3.0000000000000001E-3,0]
["55_9",55,4,"55_4",169,4,18,9,4161.1000000000004,0,1937,1943,15,39748,2760,0,14047,2500,20041,16,1426,7.6999999999999999E-2,3.0000000000000001E-3,0]
["55_10",55,5,"55_5",169,4,18,10,4161.1000000000004,0,1937,1943,15,38895,2760,0,14047,2500,19186,18,1426,7.6999999999999999E-2,4.0000000000000001E-3,0]
["55_11",55,6,"55_6",169,4,18,11,4161.1000000000004,0,1937,1943,15,37494,2760,0,14047,2500,17783,20,1426,7.6999999999999999E-2,4.0000000000000001E-3,0]
["55_12",55,7,"55_7",169,4,18,12,4161.1000000000004,0,1937,1943,15,35548,2760,0,14047,2500,15439,20,1426,7.6999999999999999E-2,4.0000000000000001E-3,0]
["55_13",55,8,"55_8",169,4,18,13,4161.1000000000004,0,1937,1943,15,33854,2760,0,14047,2500,13602,31,1426,7.6999999999999999E-2,6.0000000000000001E-3,0]
["55_14",55,9,"55_9",169,4,18,14,4161.1000000000004,0,1937,1943,15,32511,2760,0,14047,2500,12057,100,1426,7.6999999999999999E-2,2.1000000000000001E-2,0]
["55_15",55,10,"55_10",169,4,18,15,3789.7,0,1937,1943,15,31621,2760,0,14419,2500,11147,121,1055,5.7000000000000002E-2,2.5000000000000001E-2,0]
["55_16",55,11,"55_11",169,4,18,16,3642,0,1937,1943,15,32197,2760,0,14567,2500,11748,96,907,4.9000000000000002E-2,0.02,0]
["55_17",55,12,"55_12",169,4,18,17,3641.5,0,1937,1943,15,35437,2760,0,14567,2500,15099,117,907,4.9000000000000002E-2,2.4E-2,0]
["55_18",55,13,"55_13",169,4,18,18,3651,0,1937,1943,15,39768,2760,0,14558,2500,19947,129,916,0.05,2.5999999999999999E-2,0]
["55_19",55,14,"55_14",169,4,18,19,3651,0,1937,1943,15,40346,2760,0,14558,2500,20558,96,916,0.05,0.02,0]
["55_20",55,15,"55_15",169,4,18,20,3651,0,1937,1943,15,38922,2760,0,14558,2500,19162,69,916,0.05,1.4E-2,0]
["55_21",55,16,"55_16",169,4,18,21,3646.3,0,1937,1943,15,36589,2760,0,14562,2500,16267,101,912,4.9000000000000002E-2,2.1000000000000001E-2,0]
["55_22",55,17,"55_17",169,4,18,22,3640,0,1937,1943,15,32627,2760,0,14569,2500,12133,65,905,4.9000000000000002E-2,1.2999999999999999E-2,0]
["55_23",55,18,"55_18",169,4,18,23,2973.3,0,1937,1943,15,27794,2760,0,14365,3400,6870,84,1108,0.06,1.7000000000000001E-2,0]
["56_8",56,1,"56_1",169,4,19,8,544.5,0,1937,1943,15,34919,2760,0,13592,2500,19299,0,1881,0.10199999999999999,0,0]
["56_9",56,2,"56_2",169,4,19,9,53.4,0,1937,1943,15,35269,2760,0,14083,2500,19649,0,1390,7.4999999999999997E-2,0,0]
["56_10",56,3,"56_3",169,4,19,10,40.200000000000003,0,1937,1943,15,34393,2760,0,14097,2500,18773,0,1377,7.4999999999999997E-2,0,0]
["56_11",56,4,"56_4",169,4,19,11,401,0,1937,1943,15,33101,2760,0,13736,2500,17481,0,1738,9.4E-2,0,0]
["56_12",56,5,"56_5",169,4,19,12,710.2,0,1937,1943,15,31362,2760,0,13427,2500,15344,1,2047,0.111,0,0]
["56_13",56,6,"56_6",169,4,19,13,674.3,0,1937,1943,15,29864,2760,0,13462,2500,13704,11,2011,0.109,2E-3,0]
["56_14",56,7,"56_7",169,4,19,14,366.8,0,1937,1943,15,28689,2760,0,13770,2500,12394,14,1704,9.1999999999999998E-2,3.0000000000000001E-3,0]
["56_15",56,8,"56_8",169,4,19,15,330.5,0,1937,1943,15,27902,2760,0,13806,2500,11592,28,1667,0.09,6.0000000000000001E-3,0]
["56_16",56,9,"56_9",169,4,19,16,329.5,0,1937,1943,15,28387,2760,0,13807,2500,12069,37,1667,0.09,8.0000000000000002E-3,0]
[{"$f":"CONCATENATE(B645,\"_\",H645)","v":"57_6"},57,1,"57_1",176,4,4,6,699.2,0,1944,1950,22,25946,3502,0,14907,3400,6748,91,567,3.1E-2,1.9E-2,0]
["57_7",{"$f":"IF(E646=E645,    (IF(F646=F645,    (IF(G646=G645,   (IF(H646=H645+1,B645,B645+1)), (IF(AND(G646=G645+1,H646=1,H645=24),B645,B645+1)))), B645+1)), B645+1)","v":57},{"$f":"IF(B646=B645,C645+1,1)","v":2},{"$f":"CONCATENATE(B646,\"_\",C646)","v":"57_2"},176,4,4,7,1844.3,0,1944,1950,22,32648,3502,0,14907,2500,13914,103,567,3.1E-2,2.1000000000000001E-2,0]
["57_8",57,3,"57_3",176,4,4,8,1958.8,0,1944,1950,22,37396,2760,0,14907,2500,18967,81,567,3.1E-2,1.7000000000000001E-2,0]
["57_9",57,4,"57_4",176,4,4,9,1958.8,0,1944,1950,22,38413,2760,0,14907,2500,19970,94,567,3.1E-2,1.9E-2,0]
["57_10",57,5,"57_5",176,4,4,10,1958.8,0,1944,1950,22,37983,2760,0,14907,2500,19568,67,567,3.1E-2,1.4E-2,0]
["57_11",57,6,"57_6",176,4,4,11,1902.4,0,1944,1950,22,36863,2760,0,14963,2500,18508,7,511,2.8000000000000001E-2,1E-3,0]
["57_12",57,7,"57_7",176,4,4,12,1722.8,0,1944,1950,22,35107,2760,0,15143,2500,16361,0,331,1.7999999999999999E-2,0,0]
["57_13",57,8,"57_8",176,4,4,13,1663.2,0,1944,1950,22,33536,2760,0,15143,2500,14718,0,331,1.7999999999999999E-2,0,0]
["57_14",57,9,"57_9",176,4,4,14,1573.6,0,1944,1950,22,32267,2760,0,15143,2500,13406,0,331,1.7999999999999999E-2,0,0]
["57_15",57,10,"57_10",176,4,4,15,1415.8,0,1944,1950,22,31520,2760,0,15253,2500,12707,0,221,1.2E-2,0,0]
["57_16",57,11,"57_11",176,4,4,16,1698.7,0,1944,1950,22,32332,2760,0,15022,2500,13467,0,452,2.4E-2,0,0]
["57_17",57,12,"57_12",176,4,4,17,1843.8,0,1944,1950,22,36153,2760,0,15022,2500,17260,15,452,2.4E-2,3.0000000000000001E-3,0]
["57_18",57,13,"57_13",176,4,4,18,1843.8,0,1944,1950,22,39983,2760,0,15022,2500,21599,36,452,2.4E-2,7.0000000000000001E-3,0]
["57_19",57,14,"57_14",176,4,4,19,1843.8,0,1944,1950,22,39546,2760,0,15022,2500,21158,40,452,2.4E-2,8.0000000000000002E-3,0]
["57_20",57,15,"57_15",176,4,4,20,1843.8,0,1944,1950,22,38223,2760,0,15022,2500,19845,29,452,2.4E-2,6.0000000000000001E-3,0]
["57_21",57,16,"57_16",176,4,4,21,1843.8,0,1944,1950,22,36081,2760,0,15022,2500,17195,8,452,2.4E-2,2E-3,0]
["57_22",57,17,"57_17",176,4,4,22,1686.9,0,1944,1950,22,32222,2760,0,15022,2500,13293,0,452,2.4E-2,0,0]
["57_23",57,18,"57_18",176,4,4,23,973.9,0,1944,1950,22,27491,2760,0,15022,3400,7994,0,452,2.4E-2,0,0]
["58_6",58,1,"58_1",176,4,13,6,914.8,0,1944,1950,22,24695,3502,0,13454,3400,6790,35,2020,0.109,7.0000000000000001E-3,0]
["58_7",58,2,"58_2",176,4,13,7,1878.6,0,1944,1950,22,31266,3502,0,13449,2500,13979,79,2025,0.11,1.6E-2,0]
["58_8",58,3,"58_3",176,4,13,8,2013.2,0,1944,1950,22,35773,2760,0,13429,2500,18753,95,2045,0.111,0.02,0]
["58_9",58,4,"58_4",176,4,13,9,2212.6,0,1944,1950,22,36483,2760,0,13229,2500,19442,116,2244,0.121,2.4E-2,0]
["58_10",58,5,"58_5",176,4,13,10,2212.6,0,1944,1950,22,35848,2760,0,13229,2500,18787,136,2244,0.121,2.8000000000000001E-2,0]
["58_11",58,6,"58_6",176,4,13,11,2212.6,0,1944,1950,22,34633,2760,0,13229,2500,17500,208,2244,0.121,4.2999999999999997E-2,0]
["58_12",58,7,"58_7",176,4,13,12,2274.4,0,1944,1950,22,32874,2760,0,13147,2500,15350,222,2327,0.126,4.4999999999999998E-2,0]
["58_13",58,8,"58_8",176,4,13,13,1822.2,0,1944,1950,22,31315,2760,0,13494,2500,13811,175,1980,0.107,3.5999999999999997E-2,0]
["58_14",58,9,"58_9",176,4,13,14,1554.7,0,1944,1950,22,30081,2760,0,13676,2500,12567,138,1797,9.7000000000000003E-2,2.8000000000000001E-2,0]
["58_15",58,10,"58_10",176,4,13,15,1710.6,0,1944,1950,22,29294,2760,0,13474,2500,11888,76,2000,0.108,1.6E-2,0]
["58_16",58,11,"58_11",176,4,13,16,2067.9,0,1944,1950,22,29893,2760,0,13155,2500,12453,72,2318,0.125,1.4999999999999999E-2,0]
["58_17",58,12,"58_12",176,4,13,17,2281.5,0,1944,1950,22,33060,2760,0,13155,2500,15577,33,2318,0.125,7.0000000000000001E-3,0]
["58_18",58,13,"58_13",176,4,13,18,2286.6,0,1944,1950,22,36807,2760,0,13155,2500,19877,5,2318,0.125,1E-3,0]
["58_19",58,14,"58_14",176,4,13,19,2212.6,0,1944,1950,22,36904,2760,0,13229,2500,19971,8,2244,0.121,2E-3,0]
["58_20",58,15,"58_15",176,4,13,20,2132.6,0,1944,1950,22,35599,2760,0,13309,2500,18641,33,2164,0.11700000000000001,7.0000000000000001E-3,0]
["58_21",58,16,"58_16",176,4,13,21,2132.6,0,1944,1950,22,33513,2760,0,13309,2500,16014,45,2164,0.11700000000000001,8.9999999999999993E-3,0]
["58_22",58,17,"58_17",176,4,13,22,1914.6,0,1944,1950,22,29962,2760,0,13307,2500,12435,85,2166,0.11700000000000001,1.7000000000000001E-2,0]
["58_23",58,18,"58_18",176,4,13,23,1265.8,0,1944,1950,22,25658,2760,0,13306,3400,7438,147,2167,0.11700000000000001,0.03,0]
["59_6",59,1,"59_1",176,4,14,6,3128.6,0,1944,1950,22,27780,3502,0,13936,3400,7214,0,1537,8.3000000000000004E-2,0,0]
["59_7",59,2,"59_2",176,4,14,7,3943.6,0,1944,1950,22,34936,3502,0,13926,2500,15186,0,1547,8.4000000000000005E-2,0,0]
["59_8",59,3,"59_3",176,4,14,8,4014.7,0,1944,1950,22,40030,2760,0,13920,2500,20612,0,1554,8.4000000000000005E-2,0,0]
["59_9",59,4,"59_4",176,4,14,9,4014.2,0,1944,1950,22,41085,2760,0,13921,2500,21667,0,1553,8.4000000000000005E-2,0,0]
["59_10",59,5,"59_5",176,4,14,10,3837,0,1944,1950,22,40520,2760,0,14098,2500,21102,0,1376,7.3999999999999996E-2,0,0]
["59_11",59,6,"59_6",176,4,14,11,3780,0,1944,1950,22,39163,2760,0,14155,2500,19745,0,1319,7.0999999999999994E-2,0,0]
["59_12",59,7,"59_7",176,4,14,12,3780,0,1944,1950,22,37150,2760,0,14155,2500,17335,0,1319,7.0999999999999994E-2,0,0]
["59_13",59,8,"59_8",176,4,14,13,3476,0,1944,1950,22,35334,2760,0,14411,2500,15434,0,1063,5.8000000000000003E-2,0,0]
["59_14",59,9,"59_9",176,4,14,14,3342.5,0,1944,1950,22,33884,2760,0,14443,2500,13953,0,1031,5.6000000000000001E-2,0,0]
["59_15",59,10,"59_10",176,4,14,15,3282.4,0,1944,1950,22,32959,2760,0,14444,2500,13087,0,1030,5.6000000000000001E-2,0,0]
["59_16",59,11,"59_11",176,4,14,16,3196.1,0,1944,1950,22,33612,2760,0,14572,2500,13699,0,902,4.9000000000000002E-2,0,0]
["59_17",59,12,"59_12",176,4,14,17,3282.6,0,1944,1950,22,37152,2760,0,14652,2500,17205,0,822,4.3999999999999997E-2,0,0]
["59_18",59,13,"59_13",176,4,14,18,3366.3,0,1944,1950,22,41431,2760,0,14569,2500,22013,0,905,4.9000000000000002E-2,0,0]
["59_19",59,14,"59_14",176,4,14,19,3530.2,0,1944,1950,22,41622,2760,0,14405,2500,22204,0,1069,5.8000000000000003E-2,0,0]
["59_20",59,15,"59_15",176,4,14,20,3561,0,1944,1950,22,40147,2760,0,14374,2500,20729,0,1100,0.06,0,0]
["59_21",59,16,"59_16",176,4,14,21,3875.4,0,1944,1950,22,37792,2760,0,14059,2500,17845,0,1414,7.6999999999999999E-2,0,0]
["59_22",59,17,"59_17",176,4,14,22,3933.1,0,1944,1950,22,33821,2760,0,13844,2500,13824,0,1630,8.7999999999999995E-2,0,0]
["59_23",59,18,"59_18",176,4,14,23,3221.1,0,1944,1950,22,29018,2760,0,13844,3400,8452,0,1630,8.7999999999999995E-2,0,0]
["59_24",59,19,"59_19",176,4,14,24,77.400000000000006,0,1944,1950,22,24535,3502,0,13844,3400,7113,0,1630,8.7999999999999995E-2,0,0]
["60_6",60,1,"60_1",176,4,15,6,2407.6999999999998,0,1944,1950,22,26728,3502,0,13523,3400,6790,506,1950,0.106,0.10299999999999999,0]
["60_7",60,2,"60_2",176,4,15,7,3502.7,0,1944,1950,22,33463,3502,0,13639,2500,14026,415,1835,9.9000000000000005E-2,8.5000000000000006E-2,0]
["60_8",60,3,"60_3",176,4,15,8,3177.9,0,1944,1950,22,38381,2760,0,14075,2500,19429,217,1399,7.5999999999999998E-2,4.3999999999999997E-2,0]
["60_9",60,4,"60_4",176,4,15,9,2823.3,0,1944,1950,22,39559,2760,0,14429,2500,20680,143,1044,5.7000000000000002E-2,2.9000000000000001E-2,0]
["60_10",60,5,"60_5",176,4,15,10,2397.4,0,1944,1950,22,39113,2760,0,14855,2500,20277,100,618,3.3000000000000002E-2,2.1000000000000001E-2,0]
["60_11",60,6,"60_6",176,4,15,11,2395.1999999999998,0,1944,1950,22,37821,2760,0,14858,2500,19073,12,616,3.3000000000000002E-2,3.0000000000000001E-3,0]
["60_12",60,7,"60_7",176,4,15,12,2389.3000000000002,0,1944,1950,22,35870,2760,0,14863,2500,16717,21,610,3.3000000000000002E-2,4.0000000000000001E-3,0]
["60_13",60,8,"60_8",176,4,15,13,2334.1999999999998,0,1944,1950,22,34090,2760,0,14863,2500,14846,34,610,3.3000000000000002E-2,7.0000000000000001E-3,0]
["60_14",60,9,"60_9",176,4,15,14,2234.8000000000002,0,1944,1950,22,32659,2760,0,14863,2500,13391,25,610,3.3000000000000002E-2,5.0000000000000001E-3,0]
[{"$f":"CONCATENATE(B709,\"_\",H709)","v":"60_15"},60,10,"60_10",176,4,15,15,2173.4,0,1944,1950,22,31742,2760,0,14863,2500,12493,67,610,3.3000000000000002E-2,1.4E-2,0]
["60_16",{"$f":"IF(E710=E709,    (IF(F710=F709,    (IF(G710=G709,   (IF(H710=H709+1,B709,B709+1)), (IF(AND(G710=G709+1,H710=1,H709=24),B709,B709+1)))), B709+1)), B709+1)","v":60},{"$f":"IF(B710=B709,C709+1,1)","v":11},{"$f":"CONCATENATE(B710,\"_\",C710)","v":"60_11"},176,4,15,16,2207.5,0,1944,1950,22,32355,2760,0,14863,2500,12991,148,610,3.3000000000000002E-2,0.03,0]
["60_17",60,12,"60_12",176,4,15,17,2389.3000000000002,0,1944,1950,22,35740,2760,0,14863,2500,16296,178,610,3.3000000000000002E-2,3.5999999999999997E-2,0]
["60_18",60,13,"60_13",176,4,15,18,2389.3000000000002,0,1944,1950,22,39938,2760,0,14863,2500,20996,206,610,3.3000000000000002E-2,4.2000000000000003E-2,0]
["60_19",60,14,"60_14",176,4,15,19,2452.6,0,1944,1950,22,40222,2760,0,14800,2500,21317,169,674,3.5999999999999997E-2,3.5000000000000003E-2,0]
["60_20",60,15,"60_15",176,4,15,20,2513.1,0,1944,1950,22,38808,2760,0,14740,2500,19900,173,734,0.04,3.5000000000000003E-2,0]
["60_21",60,16,"60_16",176,4,15,21,2439.5,0,1944,1950,22,36528,2760,0,14813,2500,17061,202,661,3.5999999999999997E-2,4.1000000000000002E-2,0]
["60_22",60,17,"60_17",176,4,15,22,2262.1999999999998,0,1944,1950,22,32687,2760,0,14819,2500,13143,242,655,3.5000000000000003E-2,0.05,0]
["60_23",60,18,"60_18",176,4,15,23,2053.8000000000002,0,1944,1950,22,28046,2760,0,14329,3400,7867,295,1145,6.2E-2,0.06,0]
["61_7",61,1,"61_1",176,4,16,7,373.4,0,1944,1950,22,30817,3502,0,14497,2500,13060,79,977,5.2999999999999999E-2,1.6E-2,0]
["61_8",61,2,"61_2",176,4,16,8,696,0,1944,1950,22,35340,2760,0,14330,2500,17412,95,1144,6.2E-2,0.02,0]
["61_9",61,3,"61_3",176,4,16,9,1058.5,0,1944,1950,22,36393,2760,0,13967,2500,18444,116,1507,8.2000000000000003E-2,2.4E-2,0]
["61_10",61,4,"61_4",176,4,16,10,1058.5,0,1944,1950,22,35956,2760,0,13967,2500,17987,136,1507,8.2000000000000003E-2,2.8000000000000001E-2,0]
["61_11",61,5,"61_5",176,4,16,11,1053,0,1944,1950,22,34762,2760,0,13973,2500,16721,208,1501,8.1000000000000003E-2,4.2999999999999997E-2,0]
["61_12",61,6,"61_6",176,4,16,12,985.5,0,1944,1950,22,32970,2760,0,14014,2500,14941,222,1460,7.9000000000000001E-2,4.4999999999999998E-2,0]
["61_13",61,7,"61_7",176,4,16,13,884.3,0,1944,1950,22,31341,2760,0,14014,2500,13461,175,1460,7.9000000000000001E-2,3.5999999999999997E-2,0]
["61_14",61,8,"61_8",176,4,16,14,802.7,0,1944,1950,22,30029,2760,0,14014,2500,12267,138,1460,7.9000000000000001E-2,2.8000000000000001E-2,0]
["61_15",61,9,"61_9",176,4,16,15,752.5,0,1944,1950,22,29183,2760,0,14014,2500,11533,76,1460,7.9000000000000001E-2,1.6E-2,0]
["61_16",61,10,"61_10",176,4,16,16,788.3,0,1944,1950,22,29738,2760,0,14014,2500,12057,72,1460,7.9000000000000001E-2,1.4999999999999999E-2,0]
["61_17",61,11,"61_11",176,4,16,17,988.1,0,1944,1950,22,32821,2760,0,14014,2500,14979,33,1460,7.9000000000000001E-2,7.0000000000000001E-3,0]
["61_18",61,12,"61_12",176,4,16,18,1012,0,1944,1950,22,36748,2760,0,14014,2500,18910,5,1460,7.9000000000000001E-2,1E-3,0]
["61_19",61,13,"61_13",176,4,16,19,1012,0,1944,1950,22,37110,2760,0,14014,2500,19269,8,1460,7.9000000000000001E-2,2E-3,0]
["61_20",61,14,"61_14",176,4,16,20,1012,0,1944,1950,22,35818,2760,0,14014,2500,17952,33,1460,7.9000000000000001E-2,7.0000000000000001E-3,0]
["61_21",61,15,"61_15",176,4,16,21,1012,0,1944,1950,22,33705,2760,0,14014,2500,15828,45,1460,7.9000000000000001E-2,8.9999999999999993E-3,0]
["61_22",61,16,"61_16",176,4,16,22,811,0,1944,1950,22,30128,2760,0,14015,2500,12410,85,1459,7.9000000000000001E-2,1.7000000000000001E-2,0]
["61_23",61,17,"61_17",176,4,16,23,108.7,0,1944,1950,22,25798,2760,0,14047,3400,7994,147,1427,7.6999999999999999E-2,0.03,0]
["62_10",62,1,"62_1",176,4,18,10,409,0,1944,1950,22,38811,2760,0,14828,2500,21529,562,646,3.5000000000000003E-2,0.115,0]
["62_11",62,2,"62_2",176,4,18,11,1907,0,1944,1950,22,37413,2760,0,14828,2500,18653,542,646,3.5000000000000003E-2,0.111,0]
["62_12",62,3,"62_3",176,4,18,12,1907,0,1944,1950,22,35471,2760,0,14828,2500,16347,509,646,3.5000000000000003E-2,0.104,0]
[{"$f":"CONCATENATE(B738,\"_\",H738)","v":"62_13"},{"$f":"IF(E738=E737,    (IF(F738=F737,    (IF(G738=G737,   (IF(H738=H737+1,B737,B737+1)), (IF(AND(G738=G737+1,H738=1,H737=24),B737,B737+1)))), B737+1)), B737+1)","v":62},{"$f":"IF(B738=B737,C737+1,1)","v":4},{"$f":"CONCATENATE(B738,\"_\",C738)","v":"62_4"},176,4,18,13,1839.2,0,1944,1950,22,33781,2760,0,14828,2500,14609,492,646,3.5000000000000003E-2,0.10100000000000001,0]
[{"$f":"CONCATENATE(B739,\"_\",H739)","v":"62_14"},{"$f":"IF(E739=E738,    (IF(F739=F738,    (IF(G739=G738,   (IF(H739=H738+1,B738,B738+1)), (IF(AND(G739=G738+1,H739=1,H738=24),B738,B738+1)))), B738+1)), B738+1)","v":62},{"$f":"IF(B739=B738,C738+1,1)","v":5},{"$f":"CONCATENATE(B739,\"_\",C739)","v":"62_5"},176,4,18,14,1739.9,0,1944,1950,22,32441,2760,0,14828,2500,13156,572,646,3.5000000000000003E-2,0.11700000000000001,0]
["62_15",62,6,"62_6",176,4,18,15,1680.5,0,1944,1950,22,31553,2760,0,14824,2500,12225,679,650,3.5000000000000003E-2,0.13900000000000001,0]
["62_16",62,7,"62_7",176,4,18,16,1491.4,0,1944,1950,22,32128,2760,0,15044,2500,12688,759,429,2.3E-2,0.155,0]
["62_17",62,8,"62_8",176,4,18,17,1380.5,0,1944,1950,22,35360,2760,0,15354,2500,15753,859,119,6.0000000000000001E-3,0.17599999999999999,0]
["62_18",62,9,"62_9",176,4,18,18,1755,0,1944,1950,22,39682,2760,0,14980,2500,20528,937,494,2.7E-2,0.191,0]
["62_19",62,10,"62_10",176,4,18,19,1782.5,0,1944,1950,22,40259,2760,0,14952,2500,21134,907,521,2.8000000000000001E-2,0.185,0]
["62_20",62,11,"62_11",176,4,18,20,1782.5,0,1944,1950,22,38838,2760,0,14952,2500,19635,985,521,2.8000000000000001E-2,0.20100000000000001,0]
["62_21",62,12,"62_12",176,4,18,21,1782.5,0,1944,1950,22,36511,2760,0,14952,2500,16965,799,521,2.8000000000000001E-2,0.16300000000000001,0]
["62_22",62,13,"62_13",176,4,18,22,1602.5,0,1944,1950,22,32557,2760,0,14952,2500,12967,815,521,2.8000000000000001E-2,0.16600000000000001,0]
["62_23",62,14,"62_14",176,4,18,23,912.6,0,1944,1950,22,27734,2760,0,14952,3400,7435,933,521,2.8000000000000001E-2,0.191,0]
["63_6",63,1,"63_1",176,5,1,6,2083.5,0,1944,1950,22,27092,3499,0,13118,3400,8284,109,2297,0.125,2.1999999999999999E-2,0]
["63_7",63,2,"63_2",176,5,1,7,2951.2,0,1944,1950,22,34853,3499,0,13118,2500,16833,113,2297,0.125,2.3E-2,0]
["63_8",63,3,"63_3",176,5,1,8,2913.1,0,1944,1950,22,39704,2714,0,13156,2500,22108,86,2259,0.123,1.7999999999999999E-2,0]
["63_9",63,4,"63_4",176,5,1,9,2824.2,0,1944,1950,22,39621,2714,0,13245,2500,22024,87,2170,0.11799999999999999,1.7999999999999999E-2,0]
[{"$f":"CONCATENATE(B753,\"_\",H753)","v":"63_10"},{"$f":"IF(E753=E752,    (IF(F753=F752,    (IF(G753=G752,   (IF(H753=H752+1,B752,B752+1)), (IF(AND(G753=G752+1,H753=1,H752=24),B752,B752+1)))), B752+1)), B752+1)","v":63},{"$f":"IF(B753=B752,C752+1,1)","v":5},{"$f":"CONCATENATE(B753,\"_\",C753)","v":"63_5"},176,5,1,10,2824.2,0,1944,1950,22,38180,2714,0,13245,2500,20591,79,2170,0.11799999999999999,1.6E-2,0]
["63_11",63,6,"63_6",176,5,1,11,2824.7,0,1944,1950,22,36422,2714,0,13245,2500,18381,133,2171,0.11799999999999999,2.7E-2,0]
["63_12",63,7,"63_7",176,5,1,12,2930.5,0,1944,1950,22,34311,2714,0,13139,2500,16091,180,2277,0.124,3.6999999999999998E-2,0]
["63_13",63,8,"63_8",176,5,1,13,3354.2,0,1944,1950,22,32555,2714,0,12715,2500,14239,144,2700,0.14699999999999999,2.9000000000000001E-2,0]
["63_14",63,9,"63_9",176,5,1,14,3354.2,0,1944,1950,22,31190,2714,0,12715,2500,12855,163,2700,0.14699999999999999,3.3000000000000002E-2,0]
["63_15",63,10,"63_10",176,5,1,15,3355.6,0,1944,1950,22,30204,2714,0,12714,2500,11761,271,2702,0.14699999999999999,5.5E-2,0]
["63_16",63,11,"63_11",176,5,1,16,3410.6,0,1944,1950,22,30517,2714,0,12659,2500,12153,191,2757,0.15,3.9E-2,0]
["63_17",63,12,"63_12",176,5,1,17,3412.9,0,1944,1950,22,33041,2714,0,12656,2500,14778,223,2759,0.15,4.5999999999999999E-2,0]
["63_18",63,13,"63_13",176,5,1,18,3275.6,0,1944,1950,22,37733,2714,0,12794,2500,19967,256,2622,0.14199999999999999,5.1999999999999998E-2,0]
["63_19",63,14,"63_14",176,5,1,19,2882.9,0,1944,1950,22,39578,2714,0,13186,2500,21735,333,2229,0.121,6.8000000000000005E-2,0]
["63_20",63,15,"63_15",176,5,1,20,2882.9,0,1944,1950,22,38063,2714,0,13187,2500,20150,403,2229,0.121,8.2000000000000003E-2,0]
["63_21",63,16,"63_16",176,5,1,21,2873.3,0,1944,1950,22,35630,2714,0,13196,2500,17074,516,2219,0.121,0.105,0]
["63_22",63,17,"63_17",176,5,1,22,2873.8,0,1944,1950,22,31780,2714,0,13196,2500,12214,1151,2220,0.121,0.23499999999999999,0]
["63_23",63,18,"63_18",176,5,1,23,1847.2,0,1944,1950,22,27002,2714,0,13192,3400,6937,1528,2224,0.121,0.312,0]
["64_6",64,1,"64_1",176,5,2,6,484.2,0,1944,1950,22,26197,3499,0,13824,3400,8108,283,1591,8.5999999999999993E-2,5.8000000000000003E-2,0]
["64_7",64,2,"64_2",176,5,2,7,1351.9,0,1944,1950,22,33847,3499,0,13824,2500,16610,223,1591,8.5999999999999993E-2,4.5999999999999999E-2,0]
["64_8",64,3,"64_3",176,5,2,8,1351.9,0,1944,1950,22,38516,2714,0,13824,2500,21677,222,1591,8.5999999999999993E-2,4.4999999999999998E-2,0]
["64_9",64,4,"64_4",176,5,2,9,1351.9,0,1944,1950,22,38248,2714,0,13824,2500,21397,234,1591,8.5999999999999993E-2,4.8000000000000001E-2,0]
["64_10",64,5,"64_5",176,5,2,10,1317.2,0,1944,1950,22,36726,2714,0,13859,2500,19862,248,1557,8.5000000000000006E-2,5.0999999999999997E-2,0]
["64_11",64,6,"64_6",176,5,2,11,701.9,0,1944,1950,22,34975,2714,0,14474,2500,17694,267,941,5.0999999999999997E-2,5.5E-2,0]
["64_12",64,7,"64_7",176,5,2,12,701.9,0,1944,1950,22,32924,2714,0,14474,2500,15471,307,941,5.0999999999999997E-2,6.3E-2,0]
["64_13",64,8,"64_8",176,5,2,13,639.70000000000005,0,1944,1950,22,31234,2714,0,14536,2500,13595,360,879,4.8000000000000001E-2,7.3999999999999996E-2,0]
["64_14",64,9,"64_9",176,5,2,14,466.9,0,1944,1950,22,29933,2714,0,14709,2500,12146,508,706,3.7999999999999999E-2,0.104,0]
["64_15",64,10,"64_10",176,5,2,15,466.5,0,1944,1950,22,28984,2714,0,14710,2500,10911,794,706,3.7999999999999999E-2,0.16200000000000001,0]
["64_16",64,11,"64_11",176,5,2,16,465.5,0,1944,1950,22,29262,2714,0,14711,2500,11121,862,705,3.7999999999999999E-2,0.17599999999999999,0]
["64_17",64,12,"64_12",176,5,2,17,465.5,0,1944,1950,22,31620,2714,0,14711,2500,13790,684,705,3.7999999999999999E-2,0.14000000000000001,0]
["64_18",64,13,"64_13",176,5,2,18,465.5,0,1944,1950,22,36101,2714,0,14711,2500,18785,699,705,3.7999999999999999E-2,0.14299999999999999,0]
["64_19",64,14,"64_14",176,5,2,19,465.5,0,1944,1950,22,37928,2714,0,14711,2500,20747,564,705,3.7999999999999999E-2,0.115,0]
["64_20",64,15,"64_15",176,5,2,20,465.5,0,1944,1950,22,36444,2714,0,14711,2500,19350,477,705,3.7999999999999999E-2,9.8000000000000004E-2,0]
["64_21",64,16,"64_16",176,5,2,21,465.5,0,1944,1950,22,34098,2714,0,14711,2500,16648,304,705,3.7999999999999999E-2,6.2E-2,0]
["64_22",64,17,"64_17",176,5,2,22,465.1,0,1944,1950,22,30437,2714,0,14711,2500,12644,271,705,3.7999999999999999E-2,5.5E-2,0]
["65_7",65,1,"65_1",209,14,23,7,690.9,0,1977,1983,55,19594,3373,0,11614,0,8229,5,1765,0.108,1E-3,0]
["65_8",65,2,"65_2",209,14,23,8,846,0,1977,1983,55,22516,1383,0,11614,0,11392,6,1765,0.108,1E-3,0]
["65_9",65,3,"65_3",209,14,23,9,836,0,1977,1983,55,23449,1430,0,11624,0,12326,5,1755,0.107,1E-3,0]
["65_10",65,4,"65_4",209,14,23,10,638.70000000000005,0,1977,1983,55,23755,1459,0,11821,0,12635,2,1557,9.5000000000000001E-2,0,0]
["65_11",65,5,"65_5",209,14,23,11,573.9,0,1977,1983,55,23732,1436,0,11886,0,12082,3,1493,9.0999999999999998E-2,1E-3,0]
["65_12",65,6,"65_6",209,14,23,12,267,0,1977,1983,55,23291,1429,0,12193,0,11509,2,1186,7.1999999999999995E-2,0,0]
["66_15",66,1,"66_1",209,14,23,15,284.39999999999998,0,1977,1983,55,22247,1374,0,12158,0,10468,17,1221,7.4999999999999997E-2,4.0000000000000001E-3,0]
["66_16",66,2,"66_2",209,14,23,16,484.9,0,1977,1983,55,22027,1350,0,11945,0,10268,9,1434,8.7999999999999995E-2,2E-3,0]
["66_17",66,3,"66_3",209,14,23,17,490.8,0,1977,1983,55,22038,1354,0,11945,0,10364,51,1434,8.7999999999999995E-2,0.01,0]
["66_18",66,4,"66_4",209,14,23,18,515.20000000000005,0,1977,1983,55,22394,1395,0,11945,0,11170,107,1434,8.7999999999999995E-2,2.1999999999999999E-2,0]
["66_19",66,5,"66_5",209,14,23,19,514.6,0,1977,1983,55,23240,1432,0,11946,0,11918,204,1433,8.7999999999999995E-2,4.2000000000000003E-2,0]
["66_20",66,6,"66_6",209,14,23,20,514.4,0,1977,1983,55,24558,1495,0,11946,0,13174,266,1433,8.7999999999999995E-2,5.3999999999999999E-2,0]
["66_21",66,7,"66_7",209,14,23,21,514.4,0,1977,1983,55,24043,1436,0,11946,0,11998,265,1433,8.7999999999999995E-2,5.3999999999999999E-2,0]
["66_22",66,8,"66_8",209,14,23,22,408.8,0,1977,1983,55,21115,1288,0,11946,0,9038,142,1433,8.7999999999999995E-2,2.9000000000000001E-2,0]
["67_16",67,1,"67_1",209,14,29,16,331.4,0,1977,1983,55,21407,1317,0,11473,0,10283,0,1906,0.11600000000000001,0,0]
["67_17",67,2,"67_2",209,14,29,17,957.9,0,1977,1983,55,21555,1300,0,11473,0,9937,0,1906,0.11600000000000001,0,0]
["67_18",67,3,"67_3",209,14,29,18,1000.6,0,1977,1983,55,22162,1354,0,11473,0,11016,15,1906,0.11600000000000001,3.0000000000000001E-3,0]
["67_19",67,4,"67_4",209,14,29,19,1000.6,0,1977,1983,55,23288,1406,0,11473,0,12064,94,1906,0.11600000000000001,1.9E-2,0]
["67_20",67,5,"67_5",209,14,29,20,1000.6,0,1977,1983,55,24661,1469,0,11473,0,13324,206,1906,0.11600000000000001,4.2000000000000003E-2,0]
["67_21",67,6,"67_6",209,14,29,21,1000.6,0,1977,1983,55,23816,1382,0,11473,0,11587,436,1906,0.11600000000000001,8.8999999999999996E-2,0]
["67_22",67,7,"67_7",209,14,29,22,858.8,0,1977,1983,55,20801,1219,0,11473,0,8317,571,1906,0.11600000000000001,0.11700000000000001,0]
["68_17",68,1,"68_1",209,14,30,17,14.6,0,1977,1983,55,21615,1289,0,11918,0,9088,1407,1461,8.8999999999999996E-2,0.28799999999999998,0]
["68_18",68,2,"68_2",209,14,30,18,179.2,0,1977,1983,55,22266,1354,0,11905,0,10417,1107,1474,0.09,0.22600000000000001,0]
["68_19",68,3,"68_3",209,14,30,19,192.6,0,1977,1983,55,23435,1428,0,11905,0,11885,796,1474,0.09,0.16300000000000001,0]
["68_20",68,4,"68_4",209,14,30,20,192.6,0,1977,1983,55,24810,1499,0,11905,0,13314,741,1474,0.09,0.151,0]
["68_21",68,5,"68_5",209,14,30,21,186.5,0,1977,1983,55,23909,1430,0,11911,0,11931,561,1468,0.09,0.115,0]
["69_18",69,1,"69_1",212,2,24,18,1232.2,0,1980,1986,58,42624,2889,0,13776,2500,25987,33,1416,7.8E-2,7.0000000000000001E-3,0]
["69_19",69,2,"69_2",212,2,24,19,2849.5,0,1980,1986,58,42490,2889,0,13925,2500,24093,27,1268,7.0000000000000007E-2,6.0000000000000001E-3,0]
["69_20",69,3,"69_3",212,2,24,20,2825.1,0,1980,1986,58,40214,2889,0,13949,2500,21828,16,1243,6.8000000000000005E-2,3.0000000000000001E-3,0]
["69_21",69,4,"69_4",212,2,24,21,2825.1,0,1980,1986,58,37744,2889,0,13949,2500,18817,28,1243,6.8000000000000005E-2,6.0000000000000001E-3,0]
["69_22",69,5,"69_5",212,2,24,22,2825.1,0,1980,1986,58,34026,2889,0,13949,2500,14775,45,1243,6.8000000000000005E-2,8.9999999999999993E-3,0]
["69_23",69,6,"69_6",212,2,24,23,1985.7,0,1980,1986,58,28885,2889,0,13918,3400,9399,39,1274,7.0000000000000007E-2,8.0000000000000002E-3,0]
["70_20",70,1,"70_1",217,12,2,20,235.9,0,1985,1991,63,24797,1419,0,11193,0,12718,2007,2180,0.13300000000000001,0.41,0]
[{"$f":"CONCATENATE(B817,\"_\",H817)","v":"70_21"},{"$f":"IF(E817=E816,    (IF(F817=F816,    (IF(G817=G816,   (IF(H817=H816+1,B816,B816+1)), (IF(AND(G817=G816+1,H817=1,H816=24),B816,B816+1)))), B816+1)), B816+1)","v":70},{"$f":"IF(B817=B816,C816+1,1)","v":2},{"$f":"CONCATENATE(B817,\"_\",C817)","v":"70_2"},217,12,2,21,420.9,0,1985,1991,63,24803,1354,0,11008,0,11666,2535,2365,0.14399999999999999,0.51800000000000002,0]
["70_22",70,3,"70_3",217,12,2,22,420.9,0,1985,1991,63,24002,1305,0,11008,0,10682,2518,2365,0.14399999999999999,0.51400000000000001,0]
["71_7",71,1,"71_1",217,12,3,7,1723.2,0,1985,1991,63,17292,3376,0,10880,0,5286,362,2493,0.152,7.3999999999999996E-2,0]
["71_8",71,2,"71_2",217,12,3,8,2223.1,0,1985,1991,63,20256,1172,0,10820,0,8290,279,2553,0.156,5.7000000000000002E-2,0]
["71_9",71,3,"71_3",217,12,3,9,2223.1,0,1985,1991,63,22708,1304,0,10820,0,10929,93,2553,0.156,1.9E-2,0]
["71_10",71,4,"71_4",217,12,3,10,2218,0,1985,1991,63,24609,1403,0,10825,0,12913,9,2548,0.156,2E-3,0]
["71_11",71,5,"71_5",217,12,3,11,2212.1,0,1985,1991,63,25920,1450,0,10831,0,13831,5,2542,0.155,1E-3,0]
["71_12",71,6,"71_6",217,12,3,12,2212.1,0,1985,1991,63,26597,1477,0,10831,0,14373,7,2542,0.155,2E-3,0]
["71_13",71,7,"71_7",217,12,3,13,2035.1,0,1985,1991,63,27057,1505,0,11008,0,14687,21,2365,0.14399999999999999,4.0000000000000001E-3,0]
["71_14",71,8,"71_8",217,12,3,14,1969.8,0,1985,1991,63,27385,1525,0,11074,0,15003,33,2299,0.14000000000000001,7.0000000000000001E-3,0]
["71_15",71,9,"71_9",217,12,3,15,1969.8,0,1985,1991,63,27570,1534,0,11074,0,15170,51,2299,0.14000000000000001,0.01,0]
["71_16",71,10,"71_10",217,12,3,16,2302.8000000000002,0,1985,1991,63,27753,1519,0,10740,0,15342,62,2632,0.161,1.2999999999999999E-2,0]
["71_17",71,11,"71_11",217,12,3,17,2692.9,0,1985,1991,63,28120,1516,0,10350,0,15822,81,3023,0.185,1.7000000000000001E-2,0]
["71_18",71,12,"71_12",217,12,3,18,2692.9,0,1985,1991,63,28156,1541,0,10350,0,16337,132,3023,0.185,2.7E-2,0]
["71_19",71,13,"71_13",217,12,3,19,2692.9,0,1985,1991,63,27254,1494,0,10350,0,15398,169,3023,0.185,3.5000000000000003E-2,0]
["71_20",71,14,"71_14",217,12,3,20,2690.3,0,1985,1991,63,26029,1433,0,10353,0,14161,181,3020,0.184,3.6999999999999998E-2,0]
["71_21",71,15,"71_15",217,12,3,21,2681.2,0,1985,1991,63,26074,1410,0,10362,0,13683,174,3011,0.184,3.5999999999999997E-2,0]
["71_22",71,16,"71_16",217,12,3,22,2681.2,0,1985,1991,63,25204,1358,0,10362,0,12645,143,3011,0.184,2.9000000000000001E-2,0]
["72_7",72,1,"72_1",217,12,4,7,1248.3,0,1985,1991,63,16937,3376,0,11061,0,5286,301,2312,0.14099999999999999,6.0999999999999999E-2,0]
["72_8",72,2,"72_2",217,12,4,8,1335.1,0,1985,1991,63,19839,1208,0,11061,0,8672,127,2312,0.14099999999999999,2.5999999999999999E-2,0]
["72_9",72,3,"72_3",217,12,4,9,1131.0999999999999,0,1985,1991,63,22299,1346,0,11265,0,11146,113,2108,0.129,2.3E-2,0]
["72_10",72,4,"72_4",217,12,4,10,805.1,0,1985,1991,63,24202,1465,0,11591,0,13081,81,1782,0.109,1.7000000000000001E-2,0]
["72_11",72,5,"72_5",217,12,4,11,684.2,0,1985,1991,63,25495,1520,0,11712,0,13998,60,1661,0.10100000000000001,1.2E-2,0]
["72_12",72,6,"72_6",217,12,4,12,567.5,0,1985,1991,63,26153,1555,0,11829,0,14540,43,1544,9.4E-2,8.9999999999999993E-3,0]
["72_13",72,7,"72_7",217,12,4,13,566.79999999999995,0,1985,1991,63,26595,1571,0,11829,0,14856,37,1543,9.4E-2,8.0000000000000002E-3,0]
["72_14",72,8,"72_8",217,12,4,14,566.79999999999995,0,1985,1991,63,26911,1586,0,11829,0,15154,55,1543,9.4E-2,1.0999999999999999E-2,0]
["72_15",72,9,"72_9",217,12,4,15,468.2,0,1985,1991,63,27092,1600,0,11928,0,15302,88,1445,8.7999999999999995E-2,1.7999999999999999E-2,0]
["72_16",72,10,"72_10",217,12,4,16,412.8,0,1985,1991,63,27270,1609,0,11983,0,15402,165,1389,8.5000000000000006E-2,3.4000000000000002E-2,0]
["72_17",72,11,"72_11",217,12,4,17,412.8,0,1985,1991,63,27629,1627,0,11983,0,15764,295,1389,8.5000000000000006E-2,0.06,0]
["72_18",72,12,"72_12",217,12,4,18,412.8,0,1985,1991,63,27657,1643,0,11983,0,16081,536,1389,8.5000000000000006E-2,0.109,0]
["72_19",72,13,"72_13",217,12,4,19,412.8,0,1985,1991,63,26750,1575,0,11983,0,14715,995,1389,8.5000000000000006E-2,0.20300000000000001,0]
["72_20",72,14,"72_14",217,12,4,20,412.8,0,1985,1991,63,25556,1491,0,11983,0,13037,1480,1389,8.5000000000000006E-2,0.30199999999999999,0]
["72_21",72,15,"72_15",217,12,4,21,412.8,0,1985,1991,63,25651,1439,0,11983,0,12011,2071,1389,8.5000000000000006E-2,0.42299999999999999,0]
["72_22",72,16,"72_16",217,12,4,22,412.8,0,1985,1991,63,24780,1370,0,11983,0,10630,2381,1389,8.5000000000000006E-2,0.48599999999999999,0]
["73_13",73,1,"73_1",217,12,5,13,312.60000000000002,0,1985,1991,63,26577,1586,0,11956,0,14985,18,1417,8.6999999999999994E-2,4.0000000000000001E-3,0]
["73_14",73,2,"73_2",217,12,5,14,1162.8,0,1985,1991,63,26882,1557,0,11956,0,14403,54,1417,8.6999999999999994E-2,1.0999999999999999E-2,0]
["73_15",73,3,"73_3",217,12,5,15,1162.8,0,1985,1991,63,27055,1564,0,11956,0,14539,92,1417,8.6999999999999994E-2,1.9E-2,0]
["73_16",73,4,"73_4",217,12,5,16,1162.8,0,1985,1991,63,27229,1572,0,11956,0,14703,102,1417,8.6999999999999994E-2,2.1000000000000001E-2,0]
["73_17",73,5,"73_5",217,12,5,17,1162.8,0,1985,1991,63,27581,1598,0,11956,0,15221,68,1417,8.6999999999999994E-2,1.4E-2,0]
["73_18",73,6,"73_6",217,12,5,18,1158.3,0,1985,1991,63,27603,1625,0,11960,0,15761,80,1413,8.5999999999999993E-2,1.6E-2,0]
["73_19",73,7,"73_7",217,12,5,19,1145.5,0,1985,1991,63,26676,1579,0,11973,0,14827,87,1400,8.5999999999999993E-2,1.7999999999999999E-2,0]
["73_20",73,8,"73_8",217,12,5,20,1150.4000000000001,0,1985,1991,63,25491,1522,0,11968,0,13679,50,1405,8.5999999999999993E-2,0.01,0]
["73_21",73,9,"73_9",217,12,5,21,1007.3,0,1985,1991,63,25629,1509,0,12111,0,13224,114,1262,7.6999999999999999E-2,2.3E-2,0]
["73_22",73,10,"73_10",217,12,5,22,1112.7,0,1985,1991,63,24738,1438,0,12006,0,11949,298,1367,8.4000000000000005E-2,6.0999999999999999E-2,0]
["74_10",74,1,"74_1",217,12,6,10,207,0,1985,1991,63,24001,1492,0,11860,0,13234,56,1513,9.1999999999999998E-2,1.2E-2,0]
["74_11",74,2,"74_2",217,12,6,11,899.8,0,1985,1991,63,25305,1503,0,11860,0,13453,51,1513,9.1999999999999998E-2,1.0999999999999999E-2,0]
["74_12",74,3,"74_3",217,12,6,12,899.8,0,1985,1991,63,25948,1526,0,11860,0,13925,90,1513,9.1999999999999998E-2,1.7999999999999999E-2,0]
["74_13",74,4,"74_4",217,12,6,13,899.8,0,1985,1991,63,26357,1535,0,11860,0,14094,197,1513,9.1999999999999998E-2,0.04,0]
["74_14",74,5,"74_5",217,12,6,14,899.8,0,1985,1991,63,26644,1544,0,11860,0,14276,303,1513,9.1999999999999998E-2,6.2E-2,0]
["74_15",74,6,"74_6",217,12,6,15,899.8,0,1985,1991,63,26810,1543,0,11860,0,14266,479,1513,9.1999999999999998E-2,9.8000000000000004E-2,0]
["74_16",74,7,"74_7",217,12,6,16,899.8,0,1985,1991,63,26982,1541,0,11860,0,14222,695,1513,9.1999999999999998E-2,0.14199999999999999,0]
["74_17",74,8,"74_8",217,12,6,17,899.8,0,1985,1991,63,27334,1572,0,11860,0,14839,562,1513,9.1999999999999998E-2,0.115,0]
["74_18",74,9,"74_9",217,12,6,18,899.6,0,1985,1991,63,27359,1607,0,11860,0,15540,416,1513,9.1999999999999998E-2,8.5000000000000006E-2,0]
["74_19",74,10,"74_10",217,12,6,19,898.8,0,1985,1991,63,26427,1541,0,11861,0,14210,814,1512,9.1999999999999998E-2,0.16600000000000001,0]
["74_20",74,11,"74_11",217,12,6,20,898.8,0,1985,1991,63,25265,1434,0,11861,0,12079,1783,1512,9.1999999999999998E-2,0.36399999999999999,0]
["74_21",74,12,"74_12",217,12,6,21,955.8,0,1985,1991,63,25443,1386,0,11804,0,11190,2320,1569,9.6000000000000002E-2,0.47399999999999998,0]
["74_22",74,13,"74_13",217,12,6,22,1208.5,0,1985,1991,63,24526,1340,0,11551,0,10626,1767,1822,0.111,0.36099999999999999,0]
["75_20",75,1,"75_1",217,13,2,20,399.8,0,1985,1991,63,25989,1582,0,13277,0,13046,631,96,6.0000000000000001E-3,0.129,0]
["75_21",75,2,"75_2",217,13,2,21,821.1,0,1985,1991,63,26477,1521,0,13277,0,11826,1256,96,6.0000000000000001E-3,0.25700000000000001,0]
["75_22",75,3,"75_3",217,13,2,22,821.1,0,1985,1991,63,24923,1399,0,13277,0,9396,1902,96,6.0000000000000001E-3,0.38900000000000001,0]
["76_8",76,1,"76_1",217,13,3,8,1490.9,0,1985,1991,63,20492,1256,0,13011,0,6910,446,362,2.1999999999999999E-2,9.0999999999999998E-2,0]
["76_9",76,2,"76_2",217,13,3,9,1490.9,0,1985,1991,63,22728,1374,0,13011,0,9262,330,362,2.1999999999999999E-2,6.8000000000000005E-2,0]
["76_10",76,3,"76_3",217,13,3,10,1490.9,0,1985,1991,63,24424,1468,0,13011,0,11142,146,362,2.1999999999999999E-2,0.03,0]
["76_11",76,4,"76_4",217,13,3,11,1490.9,0,1985,1991,63,25551,1503,0,13011,0,11849,37,362,2.1999999999999999E-2,8.0000000000000002E-3,0]
[{"$f":"CONCATENATE(B881,\"_\",H881)","v":"76_12"},{"$f":"IF(E881=E880,    (IF(F881=F880,    (IF(G881=G880,   (IF(H881=H880+1,B880,B880+1)), (IF(AND(G881=G880+1,H881=1,H880=24),B880,B880+1)))), B880+1)), B880+1)","v":76},{"$f":"IF(B881=B880,C880+1,1)","v":5},{"$f":"CONCATENATE(B881,\"_\",C881)","v":"76_5"},217,13,3,12,1490.9,0,1985,1991,63,26070,1530,0,13011,0,12384,21,362,2.1999999999999999E-2,4.0000000000000001E-3,0]
["76_13",76,6,"76_6",217,13,3,13,1490.9,0,1985,1991,63,26448,1542,0,13011,0,12625,25,362,2.1999999999999999E-2,5.0000000000000001E-3,0]
["76_14",76,7,"76_7",217,13,3,14,1490.9,0,1985,1991,63,26763,1558,0,13011,0,12945,20,362,2.1999999999999999E-2,4.0000000000000001E-3,0]
["76_15",76,8,"76_8",217,13,3,15,1567.2,0,1985,1991,63,26927,1561,0,12934,0,13110,19,439,2.7E-2,4.0000000000000001E-3,0]
["76_16",76,9,"76_9",217,13,3,16,2020.9,0,1985,1991,63,27063,1537,0,12481,0,13259,6,892,5.3999999999999999E-2,1E-3,0]
["76_17",76,10,"76_10",217,13,3,17,2004.6,0,1985,1991,63,27341,1557,0,12497,0,13647,28,876,5.3999999999999999E-2,6.0000000000000001E-3,0]
["76_18",76,11,"76_11",217,13,3,18,1789.4,0,1985,1991,63,27367,1597,0,12712,0,14149,82,661,0.04,1.7000000000000001E-2,0]
["76_19",76,12,"76_12",217,13,3,19,1737.4,0,1985,1991,63,26476,1556,0,12764,0,13251,89,609,3.6999999999999998E-2,1.7999999999999999E-2,0]
["76_20",76,13,"76_13",217,13,3,20,1750.9,0,1985,1991,63,25706,1514,0,12751,0,12419,151,622,3.7999999999999999E-2,3.1E-2,0]
["76_21",76,14,"76_14",217,13,3,21,1806.5,0,1985,1991,63,26218,1484,0,12695,0,11903,517,678,4.1000000000000002E-2,0.106,0]
["76_22",76,15,"76_15",217,13,3,22,1806.5,0,1985,1991,63,24653,1389,0,12695,0,10014,611,678,4.1000000000000002E-2,0.125,0]
["77_7",77,1,"77_1",217,13,4,7,939.4,0,1985,1991,63,17851,3369,0,12507,0,5184,189,866,5.2999999999999999E-2,3.9E-2,0]
["77_8",77,2,"77_2",217,13,4,8,1343.8,0,1985,1991,63,20789,1287,0,12507,0,8233,71,866,5.2999999999999999E-2,1.4999999999999999E-2,0]
["77_9",77,3,"77_3",217,13,4,9,1343.8,0,1985,1991,63,23122,1406,0,12507,0,10603,34,866,5.2999999999999999E-2,7.0000000000000001E-3,0]
["77_10",77,4,"77_4",217,13,4,10,1343.7,0,1985,1991,63,24883,1494,0,12507,0,12377,21,866,5.2999999999999999E-2,4.0000000000000001E-3,0]
["77_11",77,5,"77_5",217,13,4,11,1347.3,0,1985,1991,63,26026,1524,0,12503,0,12972,39,870,5.2999999999999999E-2,8.0000000000000002E-3,0]
["77_12",77,6,"77_6",217,13,4,12,1348.4,0,1985,1991,63,26536,1550,0,12502,0,13491,30,871,5.2999999999999999E-2,6.0000000000000001E-3,0]
["77_13",77,7,"77_7",217,13,4,13,1348.4,0,1985,1991,63,26895,1560,0,12502,0,13694,53,871,5.2999999999999999E-2,1.0999999999999999E-2,0]
["77_14",77,8,"77_8",217,13,4,14,1348.4,0,1985,1991,63,27194,1568,0,12502,0,13853,194,871,5.2999999999999999E-2,0.04,0]
["77_15",77,9,"77_9",217,13,4,15,1346.8,0,1985,1991,63,27342,1572,0,12504,0,13930,264,869,5.2999999999999999E-2,5.3999999999999999E-2,0]
["77_16",77,10,"77_10",217,13,4,16,1343.7,0,1985,1991,63,27467,1582,0,12507,0,14132,188,866,5.2999999999999999E-2,3.7999999999999999E-2,0]
["77_17",77,11,"77_11",217,13,4,17,1343.7,0,1985,1991,63,27730,1604,0,12507,0,14572,143,866,5.2999999999999999E-2,2.9000000000000001E-2,0]
["77_18",77,12,"77_12",217,13,4,18,1343.7,0,1985,1991,63,27745,1616,0,12507,0,14815,445,866,5.2999999999999999E-2,9.0999999999999998E-2,0]
["77_19",77,13,"77_13",217,13,4,19,1344.2,0,1985,1991,63,26850,1566,0,12506,0,13809,556,866,5.2999999999999999E-2,0.114,0]
["77_20",77,14,"77_14",217,13,4,20,1339.6,0,1985,1991,63,26115,1533,0,12511,0,13138,492,862,5.2999999999999999E-2,0.10100000000000001,0]
["77_21",77,15,"77_15",217,13,4,21,828,0,1985,1991,63,26655,1582,0,13023,0,13415,93,350,2.1000000000000001E-2,1.9E-2,0]
["77_22",77,16,"77_16",217,13,4,22,806.4,0,1985,1991,63,25031,1494,0,13044,0,11624,29,329,0.02,6.0000000000000001E-3,0]
["78_8",78,1,"78_1",217,13,5,8,442.7,0,1985,1991,63,20048,1287,0,12829,0,7786,356,544,3.3000000000000002E-2,7.2999999999999995E-2,0]
["78_9",78,2,"78_2",217,13,5,9,442.7,0,1985,1991,63,22385,1413,0,12829,0,10305,173,544,3.3000000000000002E-2,3.5000000000000003E-2,0]
["78_10",78,3,"78_3",217,13,5,10,433.8,0,1985,1991,63,24139,1506,0,12838,0,12152,81,535,3.3000000000000002E-2,1.7000000000000001E-2,0]
["78_11",78,4,"78_4",217,13,5,11,432.7,0,1985,1991,63,25250,1538,0,12839,0,12791,24,534,3.3000000000000002E-2,5.0000000000000001E-3,0]
["78_12",78,5,"78_5",217,13,5,12,432.7,0,1985,1991,63,25730,1563,0,12839,0,13279,15,534,3.3000000000000002E-2,3.0000000000000001E-3,0]
["78_13",78,6,"78_6",217,13,5,13,432.7,0,1985,1991,63,26050,1571,0,12839,0,13444,38,534,3.3000000000000002E-2,8.0000000000000002E-3,0]
["78_14",78,7,"78_7",217,13,5,14,432.7,0,1985,1991,63,26313,1583,0,12839,0,13692,52,534,3.3000000000000002E-2,1.0999999999999999E-2,0]
["78_15",78,8,"78_8",217,13,5,15,432.7,0,1985,1991,63,26440,1588,0,12839,0,13786,85,534,3.3000000000000002E-2,1.7000000000000001E-2,0]
["78_16",78,9,"78_9",217,13,5,16,580,0,1985,1991,63,26552,1577,0,12692,0,13781,203,681,4.2000000000000003E-2,4.1000000000000002E-2,0]
["78_17",78,10,"78_10",217,13,5,17,668.7,0,1985,1991,63,26796,1574,0,12603,0,13828,532,770,4.7E-2,0.109,0]
["78_18",78,11,"78_11",217,13,5,18,668.4,0,1985,1991,63,26809,1564,0,12604,0,13630,1273,769,4.7E-2,0.26,0]
["78_19",78,12,"78_12",217,13,5,19,667.9,0,1985,1991,63,25961,1476,0,12604,0,11878,2177,769,4.7E-2,0.44500000000000001,0]
["78_20",78,13,"78_13",217,13,5,20,667.9,0,1985,1991,63,25304,1421,0,12604,0,10775,2623,769,4.7E-2,0.53600000000000003,0]
["78_21",78,14,"78_14",217,13,5,21,750.6,0,1985,1991,63,25843,1395,0,12521,0,10373,2902,852,5.1999999999999998E-2,0.59299999999999997,0]
["78_22",78,15,"78_15",217,13,5,22,677,0,1985,1991,63,24226,1302,0,12595,0,8406,3021,778,4.8000000000000001E-2,0.61699999999999999,0]
["79_23",79,1,"79_1",217,13,7,23,171.2,0,1985,1991,63,18378,1146,0,11915,80,6234,69,1458,8.8999999999999996E-2,1.4E-2,0]
["80_7",80,1,"80_1",217,13,8,7,579.79999999999995,0,1985,1991,63,16755,3210,0,11197,0,5621,326,2176,0.13300000000000001,6.7000000000000004E-2,0]
["80_8",80,2,"80_2",217,13,8,8,579.5,0,1985,1991,63,19456,1226,0,11197,0,8854,191,2176,0.13300000000000001,3.9E-2,0]
["80_9",80,3,"80_3",217,13,8,9,270.39999999999998,0,1985,1991,63,21409,1350,0,11506,0,10892,106,1867,0.114,2.1999999999999999E-2,0]
["80_10",80,4,"80_4",217,13,8,10,57.4,0,1985,1991,63,22866,1440,0,11719,0,12398,57,1654,0.10100000000000001,1.2E-2,0]
["80_11",80,5,"80_5",217,13,8,11,57.4,0,1985,1991,63,23831,1464,0,11719,0,12875,15,1654,0.10100000000000001,3.0000000000000001E-3,0]
["80_12",80,6,"80_6",217,13,8,12,57.4,0,1985,1991,63,24245,1485,0,11719,0,13301,3,1654,0.10100000000000001,1E-3,0]
["80_13",80,7,"80_7",217,13,8,13,123.6,0,1985,1991,63,24555,1489,0,11653,0,13467,15,1720,0.105,3.0000000000000001E-3,0]
["80_14",80,8,"80_8",217,13,8,14,264.5,0,1985,1991,63,24823,1491,0,11512,0,13709,42,1861,0.114,8.9999999999999993E-3,0]
["80_15",80,9,"80_9",217,13,8,15,264.5,0,1985,1991,63,24938,1496,0,11512,0,13802,63,1861,0.114,1.2999999999999999E-2,0]
["80_16",80,10,"80_10",217,13,8,16,10.5,0,1985,1991,63,25029,1516,0,11766,0,13848,108,1607,9.8000000000000004E-2,2.1999999999999999E-2,0]
["81_7",81,1,"81_1",217,13,9,7,508.2,0,1985,1991,63,17372,2046,0,12237,0,5184,411,1136,6.9000000000000006E-2,8.4000000000000005E-2,0]
["81_8",81,2,"81_2",217,13,9,8,624.4,0,1985,1991,63,20151,1271,0,12370,0,8108,414,1003,6.0999999999999999E-2,8.5000000000000006E-2,0]
["81_9",81,3,"81_3",217,13,9,9,624.4,0,1985,1991,63,22088,1360,0,12370,0,9878,581,1003,6.0999999999999999E-2,0.11899999999999999,0]
["81_10",81,4,"81_4",217,13,9,10,624.4,0,1985,1991,63,23524,1442,0,12370,0,11531,364,1003,6.0999999999999999E-2,7.3999999999999996E-2,0]
["81_11",81,5,"81_5",217,13,9,11,594.9,0,1985,1991,63,24476,1455,0,12400,0,11745,572,973,5.8999999999999997E-2,0.11700000000000001,0]
["81_12",81,6,"81_6",217,13,9,12,388.4,0,1985,1991,63,24873,1491,0,12606,0,12177,538,767,4.7E-2,0.11,0]
["81_13",81,7,"81_7",217,13,9,13,388.4,0,1985,1991,63,25173,1520,0,12606,0,12747,135,767,4.7E-2,2.8000000000000001E-2,0]
["81_14",81,8,"81_8",217,13,9,14,388.4,0,1985,1991,63,25441,1540,0,12606,0,13149,1,767,4.7E-2,0,0]
["81_15",81,9,"81_9",217,13,9,15,388.4,0,1985,1991,63,25552,1545,0,12606,0,13261,0,767,4.7E-2,0,0]
["81_16",81,10,"81_10",217,13,9,16,388.4,0,1985,1991,63,25633,1549,0,12606,0,13331,11,767,4.7E-2,2E-3,0]
["81_17",81,11,"81_11",217,13,9,17,388.4,0,1985,1991,63,25822,1565,0,12606,0,13646,17,767,4.7E-2,3.0000000000000001E-3,0]
[{"$f":"CONCATENATE(B945,\"_\",H945)","v":"81_18"},{"$f":"IF(E945=E944,    (IF(F945=F944,    (IF(G945=G944,   (IF(H945=H944+1,B944,B944+1)), (IF(AND(G945=G944+1,H945=1,H944=24),B944,B944+1)))), B944+1)), B944+1)","v":81},{"$f":"IF(B945=B944,C944+1,1)","v":12},{"$f":"CONCATENATE(B945,\"_\",C945)","v":"81_12"},217,13,9,18,93.3,0,1985,1991,63,25841,1613,0,12902,0,14195,17,471,2.9000000000000001E-2,3.0000000000000001E-3,0]
["82_8",82,1,"82_1",219,14,3,8,97.2,0,1987,1993,65,20507,1312,0,11273,0,10467,13,2106,0.129,3.0000000000000001E-3,0]
["82_9",82,2,"82_2",219,14,3,9,9.6999999999999993,0,1987,1993,65,22366,1412,0,11360,0,12337,1,2019,0.123,0,0]
["83_22",83,1,"83_1",224,14,2,22,867.5,0,1992,1998,70,23513,1393,0,12319,0,10622,124,1060,6.5000000000000002E-2,2.5000000000000001E-2,0]
["84_7",84,1,"84_1",233,13,12,7,438.7,0,2001,1930,2,16909,2969,0,10897,0,6531,10,2475,0.151,2E-3,0]
["84_8",84,2,"84_2",233,13,12,8,311.89999999999998,0,2001,1930,2,19648,1255,0,11024,0,9667,11,2349,0.14299999999999999,2E-3,0]
["84_9",84,3,"84_3",233,13,12,9,176.3,0,2001,1930,2,21702,1367,0,11160,0,11721,11,2213,0.13500000000000001,2E-3,0]
["84_10",84,4,"84_4",233,13,12,10,162.9,0,2001,1930,2,23192,1443,0,11173,0,13218,4,2200,0.13400000000000001,1E-3,0]
["84_11",84,5,"84_5",233,13,12,11,165.2,0,2001,1930,2,24101,1462,0,11171,0,13597,3,2202,0.13400000000000001,1E-3,0]
["84_12",84,6,"84_6",233,13,12,12,165.2,0,2001,1930,2,24426,1478,0,11171,0,13921,5,2202,0.13400000000000001,1E-3,0]
["84_13",84,7,"84_7",233,13,12,13,165.2,0,2001,1930,2,24633,1482,0,11171,0,13993,7,2202,0.13400000000000001,1E-3,0]
["84_14",84,8,"84_8",233,13,12,14,165.2,0,2001,1930,2,24821,1490,0,11171,0,14164,24,2202,0.13400000000000001,5.0000000000000001E-3,0]
["84_15",84,9,"84_9",233,13,12,15,165.2,0,2001,1930,2,24868,1491,0,11171,0,14175,60,2202,0.13400000000000001,1.2E-2,0]
["84_16",84,10,"84_10",233,13,12,16,180.1,0,2001,1930,2,24905,1490,0,11156,0,14179,94,2217,0.13500000000000001,1.9E-2,0]
["84_17",84,11,"84_11",233,13,12,17,219.7,0,2001,1930,2,25038,1494,0,11116,0,14318,220,2256,0.13800000000000001,4.4999999999999998E-2,0]
["84_18",84,12,"84_12",233,13,12,18,219.7,0,2001,1930,2,25034,1499,0,11116,0,14411,652,2256,0.13800000000000001,0.13300000000000001,0]
["84_19",84,13,"84_13",233,13,12,19,219.7,0,2001,1930,2,24439,1429,0,11116,0,13023,1446,2256,0.13800000000000001,0.29499999999999998,0]
["84_20",84,14,"84_14",233,13,12,20,219.7,0,2001,1930,2,24229,1420,0,11116,0,12846,1412,2256,0.13800000000000001,0.28799999999999998,0]
["84_21",84,15,"84_15",233,13,12,21,219.7,0,2001,1930,2,24749,1422,0,11116,0,12879,1238,2256,0.13800000000000001,0.253,0]
["84_22",84,16,"84_16",233,13,12,22,219.7,0,2001,1930,2,22847,1302,0,11116,0,10474,1509,2256,0.13800000000000001,0.308,0]
["85_23",85,1,"85_1",234,1,1,23,577.5,0,2002,1931,3,17681,1074,0,11478,0,5411,136,1887,0.115,2.8000000000000001E-2,0]
["86_7",86,1,"86_1",234,1,5,7,652.6,0,2002,1931,3,20966,3081,0,11565,0,9203,369,1799,0.11,7.4999999999999997E-2,0]
["86_8",86,2,"86_2",234,1,5,8,652.6,0,2002,1931,3,23987,1447,0,11565,0,12752,238,1799,0.11,4.9000000000000002E-2,0]
["86_9",86,3,"86_3",234,1,5,9,652.20000000000005,0,2002,1931,3,24275,1469,0,11565,0,13194,85,1799,0.11,1.7000000000000001E-2,0]
["86_10",86,4,"86_4",234,1,5,10,652.1,0,2002,1931,3,23932,1455,0,11565,0,12907,28,1799,0.11,6.0000000000000001E-3,0]
["86_11",86,5,"86_5",234,1,5,11,673.9,0,2002,1931,3,23433,1410,0,11544,0,12034,5,1821,0.111,1E-3,0]
["86_12",86,6,"86_6",234,1,5,12,671.3,0,2002,1931,3,22643,1364,0,11546,0,11112,4,1818,0.111,1E-3,0]
["86_13",86,7,"86_7",234,1,5,13,669.8,0,2002,1931,3,22005,1325,0,11548,0,10341,5,1817,0.111,1E-3,0]
["86_14",86,8,"86_8",234,1,5,14,680.8,0,2002,1931,3,21545,1301,0,11537,0,9871,16,1828,0.112,3.0000000000000001E-3,0]
["86_15",86,9,"86_9",234,1,5,15,680.8,0,2002,1931,3,21054,1270,0,11537,0,9243,153,1828,0.112,3.1E-2,0]
["86_16",86,10,"86_10",234,1,5,16,677.9,0,2002,1931,3,20884,1244,0,11539,0,8733,492,1825,0.112,0.10100000000000001,0]
["86_17",86,11,"86_11",234,1,5,17,681.9,0,2002,1931,3,21234,1243,0,11536,0,8715,992,1829,0.112,0.20300000000000001,0]
["86_18",86,12,"86_12",234,1,5,18,713.1,0,2002,1931,3,22147,1299,0,11504,0,9871,1280,1860,0.114,0.26100000000000001,0]
["86_19",86,13,"86_13",234,1,5,19,754.9,0,2002,1931,3,23471,1360,0,11462,0,11155,1319,1902,0.11600000000000001,0.26900000000000002,0]
["86_20",86,14,"86_14",234,1,5,20,754.9,0,2002,1931,3,24734,1430,0,11462,0,12552,1186,1902,0.11600000000000001,0.24199999999999999,0]
["86_21",86,15,"86_15",234,1,5,21,754.9,0,2002,1931,3,23584,1353,0,11462,0,11021,1036,1902,0.11600000000000001,0.21199999999999999,0]
["86_22",86,16,"86_16",234,1,5,22,755,0,2002,1931,3,20546,1195,0,11462,0,7848,895,1902,0.11600000000000001,0.183,0]
["87_7",87,1,"87_1",234,1,6,7,1005.1,0,2002,1931,3,21564,3138,0,11644,0,9229,509,1720,0.105,0.104,0]
["87_8",87,2,"87_2",234,1,6,8,996.8,0,2002,1931,3,24676,1445,0,11653,0,12589,659,1712,0.105,0.13500000000000001,0]
["87_9",87,3,"87_3",234,1,6,9,977.7,0,2002,1931,3,25001,1469,0,11672,0,13045,527,1693,0.10299999999999999,0.108,0]
["87_10",87,4,"87_4",234,1,6,10,951.2,0,2002,1931,3,24647,1465,0,11698,0,12926,293,1666,0.10199999999999999,0.06,0]
["87_11",87,5,"87_5",234,1,6,11,946,0,2002,1931,3,24102,1426,0,11703,0,12136,141,1661,0.10100000000000001,2.9000000000000001E-2,0]
["87_12",87,6,"87_6",234,1,6,12,935.9,0,2002,1931,3,23254,1380,0,11713,0,11208,88,1651,0.10100000000000001,1.7999999999999999E-2,0]
["87_13",87,7,"87_7",234,1,6,13,987.5,0,2002,1931,3,22564,1338,0,11662,0,10428,46,1702,0.104,8.9999999999999993E-3,0]
["87_14",87,8,"87_8",234,1,6,14,924.8,0,2002,1931,3,22062,1318,0,11725,0,9947,24,1640,0.1,5.0000000000000001E-3,0]
["87_15",87,9,"87_9",234,1,6,15,845.3,0,2002,1931,3,21543,1297,0,11804,0,9406,47,1560,9.5000000000000001E-2,0.01,0]
["87_16",87,10,"87_10",234,1,6,16,845.3,0,2002,1931,3,21373,1287,0,11804,0,9211,71,1560,9.5000000000000001E-2,1.4999999999999999E-2,0]
["87_17",87,11,"87_11",234,1,6,17,845.3,0,2002,1931,3,21771,1311,0,11804,0,9687,126,1560,9.5000000000000001E-2,2.5999999999999999E-2,0]
["87_18",87,12,"87_12",234,1,6,18,851,0,2002,1931,3,22758,1382,0,11798,0,11121,208,1566,9.6000000000000002E-2,4.2999999999999997E-2,0]
["87_19",87,13,"87_13",234,1,6,19,845.3,0,2002,1931,3,24143,1438,0,11804,0,12230,484,1560,9.5000000000000001E-2,9.9000000000000005E-2,0]
["87_20",87,14,"87_14",234,1,6,20,719.3,0,2002,1931,3,25414,1492,0,11930,0,13134,851,1434,8.7999999999999995E-2,0.17399999999999999,0]
["87_21",87,15,"87_15",234,1,6,21,705.6,0,2002,1931,3,24193,1402,0,11944,0,11319,916,1421,8.6999999999999994E-2,0.187,0]
["87_22",87,16,"87_16",234,1,6,22,906.3,0,2002,1931,3,21096,1224,0,11743,0,8050,812,1621,9.9000000000000005E-2,0.16600000000000001,0]
["88_7",88,1,"88_1",234,1,8,7,280.7,0,2002,1931,3,21433,1236,0,10985,0,9342,1649,2379,0.14499999999999999,0.33700000000000002,0]
["88_8",88,2,"88_2",234,1,8,8,301.7,0,2002,1931,3,24570,1425,0,10964,0,13145,1380,2400,0.14699999999999999,0.28199999999999997,0]
["88_9",88,3,"88_3",234,1,8,9,305.60000000000002,0,2002,1931,3,25021,1454,0,10960,0,13740,1237,2404,0.14699999999999999,0.253,0]
["88_10",88,4,"88_4",234,1,8,10,306,0,2002,1931,3,24710,1420,0,10960,0,13057,1608,2405,0.14699999999999999,0.32900000000000001,0]
["88_11",88,5,"88_5",234,1,8,11,306,0,2002,1931,3,24122,1375,0,10960,0,12153,1527,2405,0.14699999999999999,0.312,0]
["88_12",88,6,"88_6",234,1,8,12,307.3,0,2002,1931,3,23213,1329,0,10958,0,11243,1396,2406,0.14699999999999999,0.28499999999999998,0]
[{"$f":"CONCATENATE(B1004,\"_\",H1004)","v":"88_13"},{"$f":"IF(E1004=E1003,    (IF(F1004=F1003,    (IF(G1004=G1003,   (IF(H1004=H1003+1,B1003,B1003+1)), (IF(AND(G1004=G1003+1,H1004=1,H1003=24),B1003,B1003+1)))), B1003+1)), B1003+1)","v":88},{"$f":"IF(B1004=B1003,C1003+1,1)","v":7},{"$f":"CONCATENATE(B1004,\"_\",C1004)","v":"88_7"},234,1,8,13,656.1,0,2002,1931,3,22449,1240,0,10610,0,9937,1805,2755,0.16800000000000001,0.36899999999999999,0]
["88_14",88,8,"88_8",234,1,8,14,812.3,0,2002,1931,3,21880,1213,0,10453,0,9617,1556,2911,0.17799999999999999,0.318,0]
["88_15",88,9,"88_9",234,1,8,15,1021.9,0,2002,1931,3,21327,1171,0,10244,0,9071,1549,3120,0.191,0.317,0]
["88_16",88,10,"88_10",234,1,8,16,1026.5999999999999,0,2002,1931,3,21172,1171,0,10239,0,9094,1371,3125,0.191,0.28000000000000003,0]
["88_17",88,11,"88_11",234,1,8,17,828.5,0,2002,1931,3,21653,1219,0,10437,0,9772,1306,2927,0.17899999999999999,0.26700000000000002,0]
["88_18",88,12,"88_12",234,1,8,18,790.6,0,2002,1931,3,22752,1303,0,10475,0,11394,1313,2889,0.17699999999999999,0.26800000000000002,0]
["88_19",88,13,"88_13",234,1,8,19,790.6,0,2002,1931,3,24176,1372,0,10475,0,12765,1366,2889,0.17699999999999999,0.27900000000000003,0]
["88_20",88,14,"88_14",234,1,8,20,790.2,0,2002,1931,3,25371,1442,0,10475,0,14174,1152,2889,0.17699999999999999,0.23499999999999999,0]
["88_21",88,15,"88_15",234,1,8,21,787.5,0,2002,1931,3,24065,1358,0,10478,0,12482,1009,2886,0.17599999999999999,0.20599999999999999,0]
["88_22",88,16,"88_16",234,1,8,22,787.5,0,2002,1931,3,21009,1195,0,10478,0,9239,919,2886,0.17599999999999999,0.188,0]
["89_7",89,1,"89_1",234,1,9,7,486.3,0,2002,1931,3,21322,3481,0,11210,0,10361,89,2155,0.13200000000000001,1.7999999999999999E-2,0]
["89_8",89,2,"89_2",234,1,9,8,548.4,0,2002,1931,3,24448,1477,0,11147,0,13927,46,2217,0.13500000000000001,8.9999999999999993E-3,0]
["89_9",89,3,"89_3",234,1,9,9,768.6,0,2002,1931,3,24929,1486,0,10927,0,14424,30,2437,0.14899999999999999,6.0000000000000001E-3,0]
["89_10",89,4,"89_4",234,1,9,10,768.6,0,2002,1931,3,24626,1472,0,10927,0,14149,2,2437,0.14899999999999999,0,0]
["89_11",89,5,"89_5",234,1,9,11,768.6,0,2002,1931,3,24024,1422,0,10927,0,13152,0,2437,0.14899999999999999,0,0]
["89_12",89,6,"89_6",234,1,9,12,768.6,0,2002,1931,3,23098,1369,0,10927,0,12091,2,2437,0.14899999999999999,0,0]
["89_13",89,7,"89_7",234,1,9,13,756.9,0,2002,1931,3,22320,1325,0,10939,0,11182,0,2425,0.14799999999999999,0,0]
["89_14",89,8,"89_8",234,1,9,14,647.5,0,2002,1931,3,21733,1303,0,11048,0,10592,3,2316,0.14199999999999999,1E-3,0]
["89_15",89,9,"89_9",234,1,9,15,647.5,0,2002,1931,3,21177,1275,0,11048,0,10036,3,2316,0.14199999999999999,1E-3,0]
["89_16",89,10,"89_10",234,1,9,16,647.5,0,2002,1931,3,21039,1267,0,11048,0,9874,28,2316,0.14199999999999999,6.0000000000000001E-3,0]
["89_17",89,11,"89_11",234,1,9,17,647.5,0,2002,1931,3,21581,1297,0,11048,0,10473,103,2316,0.14199999999999999,2.1000000000000001E-2,0]
["89_18",89,12,"89_12",234,1,9,18,647.5,0,2002,1931,3,22760,1378,0,11048,0,12096,189,2316,0.14199999999999999,3.9E-2,0]
["89_19",89,13,"89_13",234,1,9,19,647.5,0,2002,1931,3,24220,1449,0,11048,0,13520,225,2316,0.14199999999999999,4.5999999999999999E-2,0]
["89_20",89,14,"89_14",234,1,9,20,647.5,0,2002,1931,3,25393,1508,0,11048,0,14692,226,2316,0.14199999999999999,4.5999999999999999E-2,0]
["89_21",89,15,"89_15",234,1,9,21,647.5,0,2002,1931,3,24053,1414,0,11048,0,12803,246,2316,0.14199999999999999,0.05,0]
["89_22",89,16,"89_16",234,1,9,22,647.29999999999995,0,2002,1931,3,20989,1249,0,11049,0,9505,203,2316,0.14199999999999999,4.1000000000000002E-2,0]
["90_14",90,1,"90_1",234,1,12,14,74.8,0,2002,1931,3,21873,1307,0,10551,0,11373,432,2813,0.17199999999999999,8.7999999999999995E-2,0]
["90_15",90,2,"90_2",234,1,12,15,352.5,0,2002,1931,3,21326,1287,0,11091,0,10221,220,2273,0.13900000000000001,4.4999999999999998E-2,0]
["90_16",90,3,"90_3",234,1,12,16,141.80000000000001,0,2002,1931,3,21233,1299,0,11302,0,10163,185,2062,0.126,3.7999999999999999E-2,0]
["90_17",90,4,"90_4",234,1,12,17,144.30000000000001,0,2002,1931,3,21920,1342,0,11299,0,11022,146,2065,0.126,0.03,0]
["90_18",90,5,"90_5",234,1,12,18,158.19999999999999,0,2002,1931,3,23283,1440,0,11286,0,13008,52,2079,0.127,1.0999999999999999E-2,0]
["91_18",91,1,"91_1",234,1,13,18,90.3,0,2002,1931,3,23866,1463,0,11947,0,12533,517,1417,8.6999999999999994E-2,0.106,0]
["91_19",91,2,"91_2",234,1,13,19,698.1,0,2002,1931,3,25400,1504,0,11947,0,13348,628,1417,8.6999999999999994E-2,0.128,0]
["91_20",91,3,"91_3",234,1,13,20,698.1,0,2002,1931,3,26365,1555,0,11947,0,14369,571,1417,8.6999999999999994E-2,0.11700000000000001,0]
["91_21",91,4,"91_4",234,1,13,21,698.1,0,2002,1931,3,24815,1453,0,11947,0,12337,523,1417,8.6999999999999994E-2,0.107,0]
["92_13",92,1,"92_1",234,1,15,13,368.2,0,2002,1931,3,23146,1399,0,11776,0,11485,76,1589,9.7000000000000003E-2,1.6E-2,0]
["92_14",92,2,"92_2",234,1,15,14,1289,0,2002,1931,3,22453,1299,0,11776,0,9501,446,1589,9.7000000000000003E-2,9.0999999999999998E-2,0]
["92_15",92,3,"92_3",234,1,15,15,1289.2,0,2002,1931,3,21850,1259,0,11775,0,8698,646,1589,9.7000000000000003E-2,0.13200000000000001,0]
["92_16",92,4,"92_4",234,1,15,16,1090.4000000000001,0,2002,1931,3,21792,1252,0,11974,0,8269,1017,1390,8.5000000000000006E-2,0.20799999999999999,0]
["92_17",92,5,"92_5",234,1,15,17,1077.5,0,2002,1931,3,22665,1269,0,11987,0,8607,1685,1377,8.4000000000000005E-2,0.34399999999999997,0]
["92_18",92,6,"92_6",234,1,15,18,1112.4000000000001,0,2002,1931,3,24264,1343,0,11952,0,10130,2290,1412,8.5999999999999993E-2,0.46800000000000003,0]
["92_19",92,7,"92_7",234,1,15,19,1112.4000000000001,0,2002,1931,3,25816,1409,0,11952,0,11456,2516,1412,8.5999999999999993E-2,0.51400000000000001,0]
["92_20",92,8,"92_8",234,1,15,20,1112.4000000000001,0,2002,1931,3,26664,1462,0,11952,0,12509,2311,1412,8.5999999999999993E-2,0.47199999999999998,0]
["92_21",92,9,"92_9",234,1,15,21,1112.4000000000001,0,2002,1931,3,25030,1358,0,11952,0,10433,2224,1412,8.5999999999999993E-2,0.45400000000000001,0]
["92_22",92,10,"92_10",234,1,15,22,1112.4000000000001,0,2002,1931,3,21918,1177,0,11952,0,6805,2463,1412,8.5999999999999993E-2,0.503,0]
["93_7",93,1,"93_1",234,1,16,7,228,0,2002,1931,3,22754,3481,0,12466,0,10675,208,898,5.5E-2,4.2999999999999997E-2,0]
["93_8",93,2,"93_2",234,1,16,8,359.8,0,2002,1931,3,26061,1586,0,12334,0,14442,145,1030,6.3E-2,0.03,0]
["93_9",93,3,"93_3",234,1,16,9,989,0,2002,1931,3,26344,1560,0,11705,0,14807,64,1659,0.10100000000000001,1.2999999999999999E-2,0]
["93_10",93,4,"93_4",234,1,16,10,1116.2,0,2002,1931,3,25771,1524,0,11578,0,14261,37,1786,0.109,8.0000000000000002E-3,0]
["93_11",93,5,"93_5",234,1,16,11,1116.3,0,2002,1931,3,24919,1462,0,11578,0,13022,26,1786,0.109,5.0000000000000001E-3,0]
["93_12",93,6,"93_6",234,1,16,12,1110,0,2002,1931,3,23785,1395,0,11584,0,11687,94,1780,0.109,1.9E-2,0]
["93_13",93,7,"93_7",234,1,16,13,1045.3,0,2002,1931,3,22858,1341,0,11649,0,10509,214,1715,0.105,4.3999999999999997E-2,0]
["93_14",93,8,"93_8",234,1,16,14,890.2,0,2002,1931,3,22155,1310,0,11804,0,9670,349,1560,9.5000000000000001E-2,7.0999999999999994E-2,0]
["93_15",93,9,"93_9",234,1,16,15,682,0,2002,1931,3,21558,1283,0,12012,0,8837,585,1352,8.3000000000000004E-2,0.12,0]
["93_16",93,10,"93_10",234,1,16,16,499.5,0,2002,1931,3,21523,1284,0,12195,0,8608,779,1170,7.0999999999999994E-2,0.159,0]
["93_17",93,11,"93_11",234,1,16,17,745.7,0,2002,1931,3,22461,1317,0,11948,0,9611,847,1416,8.6999999999999994E-2,0.17299999999999999,0]
["93_18",93,12,"93_12",234,1,16,18,745.7,0,2002,1931,3,24134,1432,0,11948,0,11912,749,1416,8.6999999999999994E-2,0.153,0]
["94_8",94,1,"94_1",234,1,19,8,417.5,0,2002,1931,3,26014,1595,0,12688,0,14128,0,676,4.1000000000000002E-2,0,0]
["94_9",94,2,"94_2",234,1,19,9,529.70000000000005,0,2002,1931,3,25892,1583,0,12688,0,13893,2,676,4.1000000000000002E-2,0,0]
["94_10",94,3,"94_3",234,1,19,10,529.70000000000005,0,2002,1931,3,25040,1540,0,12688,0,13041,2,676,4.1000000000000002E-2,0,0]
["94_11",94,4,"94_4",234,1,19,11,529.70000000000005,0,2002,1931,3,24088,1473,0,12688,0,11693,0,676,4.1000000000000002E-2,0,0]
["94_12",94,5,"94_5",234,1,19,12,527.4,0,2002,1931,3,22939,1409,0,12691,0,10412,0,673,4.1000000000000002E-2,0,0]
["94_13",94,6,"94_6",234,1,19,13,520.79999999999995,0,2002,1931,3,22048,1356,0,12697,0,9352,37,667,4.1000000000000002E-2,8.0000000000000002E-3,0]
["94_14",94,7,"94_7",234,1,19,14,521.79999999999995,0,2002,1931,3,21389,1319,0,12696,0,8597,132,668,4.1000000000000002E-2,2.7E-2,0]
[{"$f":"CONCATENATE(B1068,\"_\",H1068)","v":"94_15"},{"$f":"IF(E1068=E1067,    (IF(F1068=F1067,    (IF(G1068=G1067,   (IF(H1068=H1067+1,B1067,B1067+1)), (IF(AND(G1068=G1067+1,H1068=1,H1067=24),B1067,B1067+1)))), B1067+1)), B1067+1)","v":94},{"$f":"IF(B1068=B1067,C1067+1,1)","v":8},{"$f":"CONCATENATE(B1068,\"_\",C1068)","v":"94_8"},234,1,19,15,521.79999999999995,0,2002,1931,3,20838,1292,0,12696,0,8062,117,668,4.1000000000000002E-2,2.4E-2,0]
["94_16",94,9,"94_9",234,1,19,16,521.79999999999995,0,2002,1931,3,20863,1294,0,12696,0,8109,94,668,4.1000000000000002E-2,1.9E-2,0]
["94_17",94,10,"94_10",234,1,19,17,521,0,2002,1931,3,21932,1354,0,12697,0,9294,111,667,4.1000000000000002E-2,2.3E-2,0]
["94_18",94,11,"94_11",234,1,19,18,520.6,0,2002,1931,3,23720,1466,0,12697,0,11537,186,667,4.1000000000000002E-2,3.7999999999999999E-2,0]
["94_19",94,12,"94_12",234,1,19,19,520.70000000000005,0,2002,1931,3,25181,1543,0,12697,0,13078,106,667,4.1000000000000002E-2,2.1999999999999999E-2,0]
["94_20",94,13,"94_13",234,1,19,20,520.70000000000005,0,2002,1931,3,25709,1572,0,12697,0,13660,51,667,4.1000000000000002E-2,1.0999999999999999E-2,0]
["94_21",94,14,"94_14",234,1,19,21,623.1,0,2002,1931,3,24031,1455,0,12595,0,11471,33,769,4.7E-2,7.0000000000000001E-3,0]
["94_22",94,15,"94_15",234,1,19,22,665.7,0,2002,1931,3,21068,1289,0,12552,0,8216,48,812,0.05,0.01,0]
["95_7",95,1,"95_1",234,1,20,7,1040.4000000000001,0,2002,1931,3,23263,3081,0,12454,0,10587,5,910,5.6000000000000001E-2,1E-3,0]
["95_8",95,2,"95_2",234,1,20,8,1128.9000000000001,0,2002,1931,3,26566,1580,0,12365,0,14292,0,999,6.0999999999999999E-2,0,0]
["95_9",95,3,"95_3",234,1,20,9,1128.9000000000001,0,2002,1931,3,26489,1576,0,12365,0,14214,2,999,6.0999999999999999E-2,0,0]
["95_10",95,4,"95_4",234,1,20,10,1128.9000000000001,0,2002,1931,3,25634,1534,0,12365,0,13359,2,999,6.0999999999999999E-2,0,0]
["95_11",95,5,"95_5",234,1,20,11,1130.4000000000001,0,2002,1931,3,24640,1464,0,12364,0,11969,0,1000,6.0999999999999999E-2,0,0]
["95_12",95,6,"95_6",234,1,20,12,1151.5,0,2002,1931,3,23439,1396,0,12343,0,10636,0,1022,6.2E-2,0,0]
["95_13",95,7,"95_7",234,1,20,13,1151.5,0,2002,1931,3,22502,1340,0,12343,0,9530,37,1022,6.2E-2,8.0000000000000002E-3,0]
["95_14",95,8,"95_8",234,1,20,14,1151.5,0,2002,1931,3,21806,1301,0,12343,0,8738,132,1022,6.2E-2,2.7E-2,0]
["95_15",95,9,"95_9",234,1,20,15,1151.5,0,2002,1931,3,21237,1273,0,12343,0,8185,117,1022,6.2E-2,2.4E-2,0]
["95_16",95,10,"95_10",234,1,20,16,1099.7,0,2002,1931,3,21278,1280,0,12394,0,8248,94,970,5.8999999999999997E-2,1.9E-2,0]
["95_17",95,11,"95_11",234,1,20,17,1006.5,0,2002,1931,3,22430,1350,0,12488,0,9516,111,877,5.3999999999999999E-2,2.3E-2,0]
["95_18",95,12,"95_12",234,1,20,18,1004.8,0,2002,1931,3,24314,1467,0,12489,0,11855,186,875,5.2999999999999999E-2,3.7999999999999999E-2,0]
["95_19",95,13,"95_13",234,1,20,19,1004.2,0,2002,1931,3,25790,1545,0,12490,0,13411,106,874,5.2999999999999999E-2,2.1999999999999999E-2,0]
["95_20",95,14,"95_14",234,1,20,20,1004.5,0,2002,1931,3,26258,1571,0,12490,0,13933,51,875,5.2999999999999999E-2,1.0999999999999999E-2,0]
["95_21",95,15,"95_15",234,1,20,21,1008.8,0,2002,1931,3,24528,1459,0,12485,0,11692,33,879,5.3999999999999999E-2,7.0000000000000001E-3,0]
["95_22",95,16,"95_16",234,1,20,22,1007.7,0,2002,1931,3,21542,1295,0,12486,0,8414,48,878,5.3999999999999999E-2,0.01,0]
["96_7",96,1,"96_1",234,1,30,7,252.5,0,2002,1931,3,23543,1619,0,12531,0,11204,379,833,5.0999999999999997E-2,7.8E-2,0]
["96_8",96,2,"96_2",234,1,30,8,615.79999999999995,0,2002,1931,3,26929,1614,0,12168,0,15246,120,1197,7.2999999999999995E-2,2.5000000000000001E-2,0]
["96_9",96,3,"96_3",234,1,30,9,615.79999999999995,0,2002,1931,3,27019,1624,0,12168,0,15435,21,1197,7.2999999999999995E-2,4.0000000000000001E-3,0]
["96_10",96,4,"96_4",234,1,30,10,615.79999999999995,0,2002,1931,3,26168,1579,0,12168,0,14539,67,1197,7.2999999999999995E-2,1.4E-2,0]
["96_11",96,5,"96_5",234,1,30,11,615.79999999999995,0,2002,1931,3,25034,1501,0,12168,0,12990,84,1197,7.2999999999999995E-2,1.7000000000000001E-2,0]
["96_12",96,6,"96_6",234,1,30,12,615.79999999999995,0,2002,1931,3,23680,1424,0,12168,0,11439,148,1197,7.2999999999999995E-2,0.03,0]
["96_13",96,7,"96_7",234,1,30,13,615.79999999999995,0,2002,1931,3,22609,1362,0,12168,0,10215,169,1197,7.2999999999999995E-2,3.5000000000000003E-2,0]
["96_14",96,8,"96_8",234,1,30,14,615.79999999999995,0,2002,1931,3,21791,1317,0,12168,0,9305,261,1197,7.2999999999999995E-2,5.2999999999999999E-2,0]
["96_15",96,9,"96_9",234,1,30,15,615.79999999999995,0,2002,1931,3,21229,1285,0,12168,0,8668,336,1197,7.2999999999999995E-2,6.9000000000000006E-2,0]
["96_16",96,10,"96_10",234,1,30,16,615.79999999999995,0,2002,1931,3,21480,1289,0,12168,0,8738,518,1197,7.2999999999999995E-2,0.106,0]
["96_17",96,11,"96_11",234,1,30,17,615.79999999999995,0,2002,1931,3,23289,1374,0,12168,0,10448,749,1197,7.2999999999999995E-2,0.153,0]
["96_18",96,12,"96_12",234,1,30,18,615.79999999999995,0,2002,1931,3,25801,1507,0,12168,0,13102,1136,1197,7.2999999999999995E-2,0.23200000000000001,0]
["96_19",96,13,"96_13",234,1,30,19,615.79999999999995,0,2002,1931,3,27016,1579,0,12168,0,14536,917,1197,7.2999999999999995E-2,0.187,0]
["96_20",96,14,"96_14",234,1,30,20,615.79999999999995,0,2002,1931,3,26709,1562,0,12168,0,14210,937,1197,7.2999999999999995E-2,0.191,0]
["96_21",96,15,"96_15",234,1,30,21,615.79999999999995,0,2002,1931,3,24852,1451,0,12168,0,11982,778,1197,7.2999999999999995E-2,0.159,0]
["96_22",96,16,"96_16",234,1,30,22,615.79999999999995,0,2002,1931,3,22046,1300,0,12168,0,8966,711,1197,7.2999999999999995E-2,0.14499999999999999,0]
["97_15",97,1,"97_1",235,12,5,15,1394.3,0,2003,1932,4,27819,1565,0,10568,0,16505,46,2805,0.17100000000000001,8.9999999999999993E-3,0]
["97_16",97,2,"97_2",235,12,5,16,2215.8000000000002,0,2003,1932,4,27998,1529,0,10390,0,16024,62,2983,0.182,1.2999999999999999E-2,0]
["97_17",97,3,"97_3",235,12,5,17,2113.4,0,2003,1932,4,28361,1561,0,10493,0,16533,48,2880,0.17599999999999999,0.01,0]
["97_18",97,4,"97_4",235,12,5,18,1974.4,0,2003,1932,4,28383,1598,0,10632,0,17073,60,2741,0.16700000000000001,1.2E-2,0]
["97_19",97,5,"97_5",235,12,5,19,1974.4,0,2003,1932,4,27430,1549,0,10632,0,16102,78,2741,0.16700000000000001,1.6E-2,0]
["97_20",97,6,"97_6",235,12,5,20,1974.4,0,2003,1932,4,26210,1489,0,10632,0,14888,72,2741,0.16700000000000001,1.4999999999999999E-2,0]
["97_21",97,7,"97_7",235,12,5,21,1974.4,0,2003,1932,4,26353,1466,0,10632,0,14426,148,2741,0.16700000000000001,0.03,0]
["97_22",97,8,"97_8",235,12,5,22,1974.4,0,2003,1932,4,25436,1404,0,10632,0,13197,260,2741,0.16700000000000001,5.2999999999999999E-2,0]
["98_7",98,1,"98_1",235,12,6,7,1360.7,0,2003,1932,4,16862,3376,0,10208,0,6247,5,3165,0.193,1E-3,0]
["98_8",98,2,"98_2",235,12,6,8,1935.9,0,2003,1932,4,19787,1155,0,9725,0,9481,1,3648,0.223,0,0]
["98_9",98,3,"98_3",235,12,6,9,1929,0,2003,1932,4,22424,1287,0,9732,0,12118,1,3641,0.222,0,0]
["98_10",98,4,"98_4",235,12,6,10,1781.8,0,2003,1932,4,24455,1397,0,9879,0,14103,47,3494,0.21299999999999999,0.01,0]
["98_11",98,5,"98_5",235,12,6,11,1762.9,0,2003,1932,4,25784,1440,0,9898,0,14942,140,3475,0.21199999999999999,2.9000000000000001E-2,0]
["98_12",98,6,"98_6",235,12,6,12,1757.1,0,2003,1932,4,26440,1460,0,9904,0,15340,266,3469,0.21199999999999999,5.3999999999999999E-2,0]
["98_13",98,7,"98_7",235,12,6,13,1324.7,0,2003,1932,4,26856,1502,0,10336,0,15571,318,3037,0.185,6.5000000000000002E-2,0]
["98_14",98,8,"98_8",235,12,6,14,1316.8,0,2003,1932,4,27149,1514,0,10344,0,15792,390,3029,0.185,0.08,0]
["98_15",98,9,"98_9",235,12,6,15,1365.9,0,2003,1932,4,27318,1518,0,10295,0,15938,414,3078,0.188,8.5000000000000006E-2,0]
["98_16",98,10,"98_10",235,12,6,16,1546.5,0,2003,1932,4,27494,1515,0,10114,0,16141,387,3258,0.19900000000000001,7.9000000000000001E-2,0]
["98_17",98,11,"98_11",235,12,6,17,1536.5,0,2003,1932,4,27852,1544,0,10125,0,16706,312,3248,0.19800000000000001,6.4000000000000001E-2,0]
["98_18",98,12,"98_12",235,12,6,18,1527.3,0,2003,1932,4,27878,1571,0,10134,0,17242,332,3239,0.19800000000000001,6.8000000000000005E-2,0]
["98_19",98,13,"98_13",235,12,6,19,1646.8,0,2003,1932,4,26928,1516,0,10014,0,16309,314,3359,0.20499999999999999,6.4000000000000001E-2,0]
["98_20",98,14,"98_14",235,12,6,20,1646.3,0,2003,1932,4,25744,1460,0,10015,0,15183,257,3358,0.20499999999999999,5.2999999999999999E-2,0]
["98_21",98,15,"98_15",235,12,6,21,1643.1,0,2003,1932,4,25926,1445,0,10018,0,14878,214,3355,0.20499999999999999,4.3999999999999997E-2,0]
["98_22",98,16,"98_16",235,12,6,22,1643.1,0,2003,1932,4,24991,1391,0,10018,0,13785,172,3355,0.20499999999999999,3.5000000000000003E-2,0]
[{"$f":"CONCATENATE(B1132,\"_\",H1132)","v":"99_8"},{"$f":"IF(E1132=E1131,    (IF(F1132=F1131,    (IF(G1132=G1131,   (IF(H1132=H1131+1,B1131,B1131+1)), (IF(AND(G1132=G1131+1,H1132=1,H1131=24),B1131,B1131+1)))), B1131+1)), B1131+1)","v":99},{"$f":"IF(B1132=B1131,C1131+1,1)","v":1},{"$f":"CONCATENATE(B1132,\"_\",C1132)","v":"99_1"},240,4,7,8,345.8,0,2008,1937,9,38515,2760,0,15025,2500,21581,81,449,2.4E-2,1.7000000000000001E-2,0]
["99_9",99,2,"99_2",240,4,7,9,499,0,2008,1937,9,39767,2760,0,14902,2500,22789,94,572,3.1E-2,1.9E-2,0]
["99_10",99,3,"99_3",240,4,7,10,882.3,0,2008,1937,9,39423,2760,0,14519,2500,22473,67,955,5.1999999999999998E-2,1.4E-2,0]
["99_11",99,4,"99_4",240,4,7,11,882.3,0,2008,1937,9,38230,2760,0,14519,2500,21339,7,955,5.1999999999999998E-2,1E-3,0]
["99_12",99,5,"99_5",240,4,7,12,882.3,0,2008,1937,9,36347,2760,0,14519,2500,19066,0,955,5.1999999999999998E-2,0,0]
["99_13",99,6,"99_6",240,4,7,13,882.3,0,2008,1937,9,34623,2760,0,14519,2500,17209,0,955,5.1999999999999998E-2,0,0]
["99_14",99,7,"99_7",240,4,7,14,882.3,0,2008,1937,9,33234,2760,0,14519,2500,15688,0,955,5.1999999999999998E-2,0,0]
["99_15",99,8,"99_8",240,4,7,15,882.3,0,2008,1937,9,32397,2760,0,14519,2500,14851,0,955,5.1999999999999998E-2,0,0]
["99_16",99,9,"99_9",240,4,7,16,882.3,0,2008,1937,9,33162,2760,0,14519,2500,15616,0,955,5.1999999999999998E-2,0,0]
["99_17",99,10,"99_10",240,4,7,17,882.3,0,2008,1937,9,36949,2760,0,14519,2500,19520,15,955,5.1999999999999998E-2,3.0000000000000001E-3,0]
["99_18",99,11,"99_11",240,4,7,18,882.3,0,2008,1937,9,40904,2760,0,14519,2500,23984,36,955,5.1999999999999998E-2,7.0000000000000001E-3,0]
["99_19",99,12,"99_12",240,4,7,19,882.3,0,2008,1937,9,40574,2760,0,14519,2500,23651,40,955,5.1999999999999998E-2,8.0000000000000002E-3,0]
["99_20",99,13,"99_13",240,4,7,20,986.6,0,2008,1937,9,39174,2760,0,14414,2500,22261,29,1059,5.7000000000000002E-2,6.0000000000000001E-3,0]
["99_21",99,14,"99_14",240,4,7,21,1131.7,0,2008,1937,9,36954,2760,0,14269,2500,19533,8,1205,6.5000000000000002E-2,2E-3,0]
["99_22",99,15,"99_15",240,4,7,22,1131.7,0,2008,1937,9,33096,2760,0,14269,2500,15474,0,1205,6.5000000000000002E-2,0,0]
["100_7",100,1,"100_1",240,4,8,7,249.6,0,2008,1937,9,33755,3502,0,14573,2500,15784,1269,901,4.9000000000000002E-2,0.25900000000000001,0]
["100_8",100,2,"100_2",240,4,8,8,501.6,0,2008,1937,9,38754,2760,0,14424,2500,21389,957,1050,5.7000000000000002E-2,0.19600000000000001,0]
["100_9",100,3,"100_3",240,4,8,9,502.4,0,2008,1937,9,40199,2760,0,14423,2500,23142,649,1051,5.7000000000000002E-2,0.13300000000000001,0]
["100_10",100,4,"100_4",240,4,8,10,502.4,0,2008,1937,9,39963,2760,0,14423,2500,23152,403,1051,5.7000000000000002E-2,8.2000000000000003E-2,0]
["100_11",100,5,"100_5",240,4,8,11,502.4,0,2008,1937,9,38779,2760,0,14423,2500,22128,242,1051,5.7000000000000002E-2,0.05,0]
["100_12",100,6,"100_6",240,4,8,12,502.4,0,2008,1937,9,36864,2760,0,14423,2500,19890,168,1051,5.7000000000000002E-2,3.4000000000000002E-2,0]
["100_13",100,7,"100_7",240,4,8,13,578.29999999999995,0,2008,1937,9,35090,2760,0,14347,2500,18044,108,1127,6.0999999999999999E-2,2.1999999999999999E-2,0]
["100_14",100,8,"100_8",240,4,8,14,835.5,0,2008,1937,9,33650,2760,0,14090,2500,16515,65,1384,7.4999999999999997E-2,1.2999999999999999E-2,0]
["100_15",100,9,"100_9",240,4,8,15,835.5,0,2008,1937,9,32777,2760,0,14090,2500,15640,67,1384,7.4999999999999997E-2,1.4E-2,0]
["100_16",100,10,"100_10",240,4,8,16,835.5,0,2008,1937,9,33536,2760,0,14090,2500,16298,167,1384,7.4999999999999997E-2,3.4000000000000002E-2,0]
["100_17",100,11,"100_11",240,4,8,17,835.5,0,2008,1937,9,37345,2760,0,14090,2500,20196,211,1384,7.4999999999999997E-2,4.2999999999999997E-2,0]
["100_18",100,12,"100_12",240,4,8,18,835.5,0,2008,1937,9,41414,2760,0,14090,2500,24848,158,1384,7.4999999999999997E-2,3.2000000000000001E-2,0]
["100_19",100,13,"100_13",240,4,8,19,835.5,0,2008,1937,9,41165,2760,0,14090,2500,24613,144,1384,7.4999999999999997E-2,0.03,0]
["100_20",100,14,"100_14",240,4,8,20,835.5,0,2008,1937,9,39765,2760,0,14090,2500,23238,119,1384,7.4999999999999997E-2,2.4E-2,0]
["100_21",100,15,"100_15",240,4,8,21,835.5,0,2008,1937,9,37509,2760,0,14090,2500,20464,107,1384,7.4999999999999997E-2,2.1999999999999999E-2,0]
["100_22",100,16,"100_16",240,4,8,22,835.5,0,2008,1937,9,33586,2760,0,14090,2500,16383,58,1384,7.4999999999999997E-2,1.2E-2,0]
["101_7",101,1,"101_1",251,14,3,7,471.5,0,1939,1948,20,17063,2973,0,9584,0,7912,40,3795,0.23200000000000001,8.0000000000000002E-3,0]
["101_8",101,2,"101_2",251,14,3,8,471.5,0,1939,1948,20,19767,1222,0,9584,0,11013,41,3795,0.23200000000000001,8.0000000000000002E-3,0]
["101_9",101,3,"101_3",251,14,3,9,471.5,0,1939,1948,20,21558,1311,0,9584,0,12808,36,3795,0.23200000000000001,8.0000000000000002E-3,0]
["101_10",101,4,"101_4",251,14,3,10,471.5,0,1939,1948,20,22782,1373,0,9584,0,14049,20,3795,0.23200000000000001,4.0000000000000001E-3,0]
["101_11",101,5,"101_5",251,14,3,11,471.5,0,1939,1948,20,23481,1382,0,9584,0,14225,13,3795,0.23200000000000001,3.0000000000000001E-3,0]
["101_12",101,6,"101_6",251,14,3,12,471.5,0,1939,1948,20,23636,1383,0,9584,0,14239,21,3795,0.23200000000000001,4.0000000000000001E-3,0]
["101_13",101,7,"101_7",251,14,3,13,228.4,0,1939,1948,20,23709,1403,0,9827,0,14311,22,3552,0.217,5.0000000000000001E-3,0]
["102_21",102,1,"102_1",251,14,3,21,161.5,0,1939,1948,20,24106,1428,0,9894,0,14702,28,3485,0.21299999999999999,6.0000000000000001E-3,0]
["102_22",102,2,"102_2",251,14,3,22,214.2,0,1939,1948,20,21915,1302,0,9841,0,12253,25,3537,0.216,5.0000000000000001E-3,0]
["103_10",103,1,"103_1",253,4,4,10,454.2,0,1941,1950,22,37983,2760,0,14970,2500,21009,67,503,2.7E-2,1.4E-2,0]
["103_11",103,2,"103_2",253,4,4,11,1216.8,0,1941,1950,22,36863,2760,0,14970,2500,19186,7,503,2.7E-2,1E-3,0]
["103_12",103,3,"103_3",253,4,4,12,1216.8,0,1941,1950,22,35107,2760,0,14970,2500,17040,0,503,2.7E-2,0,0]
["103_13",103,4,"103_4",253,4,4,13,1167.0999999999999,0,1941,1950,22,33536,2760,0,15020,2500,15336,0,454,2.5000000000000001E-2,0,0]
["103_14",103,5,"103_5",253,4,4,14,1158.3,0,1941,1950,22,32267,2760,0,15029,2500,13935,0,445,2.4E-2,0,0]
["103_15",103,6,"103_6",253,4,4,15,1158.3,0,1941,1950,22,31520,2760,0,15029,2500,13188,0,445,2.4E-2,0,0]
["103_16",103,7,"103_7",253,4,4,16,1158.3,0,1941,1950,22,32332,2760,0,15029,2500,14000,0,445,2.4E-2,0,0]
["103_17",103,8,"103_8",253,4,4,17,1158.3,0,1941,1950,22,36153,2760,0,15029,2500,17938,15,445,2.4E-2,3.0000000000000001E-3,0]
["103_18",103,9,"103_9",253,4,4,18,1147,0,1941,1950,22,39983,2760,0,15040,2500,22277,36,434,2.3E-2,7.0000000000000001E-3,0]
["103_19",103,10,"103_10",253,4,4,19,1416.4,0,1941,1950,22,39546,2760,0,14771,2500,21836,40,703,3.7999999999999999E-2,8.0000000000000002E-3,0]
["103_20",103,11,"103_11",253,4,4,20,1480.8,0,1941,1950,22,38223,2760,0,14706,2500,20524,29,767,4.2000000000000003E-2,6.0000000000000001E-3,0]
["103_21",103,12,"103_12",253,4,4,21,1480.8,0,1941,1950,22,36081,2760,0,14706,2500,17874,8,767,4.2000000000000003E-2,2E-3,0]
["103_22",103,13,"103_13",253,4,4,22,1480.8,0,1941,1950,22,32222,2760,0,14706,2500,13814,0,767,4.2000000000000003E-2,0,0]
["103_23",103,14,"103_14",253,4,4,23,610.9,0,1941,1950,22,27491,2760,0,14706,3400,8673,0,767,4.2000000000000003E-2,0,0]
["104_9",104,1,"104_1",253,4,13,9,504.5,0,1941,1950,22,36483,2760,0,13052,2500,21249,195,2421,0.13100000000000001,0.04,0]
["104_10",104,2,"104_2",253,4,13,10,1290.4000000000001,0,1941,1950,22,35848,2760,0,13339,2500,19334,401,2134,0.11600000000000001,8.2000000000000003E-2,0]
["104_11",104,3,"104_3",253,4,13,11,1522.5,0,1941,1950,22,34633,2760,0,13107,2500,17984,537,2366,0.128,0.11,0]
["104_12",104,4,"104_4",253,4,13,12,1522.5,0,1941,1950,22,32874,2760,0,13107,2500,15743,621,2366,0.128,0.127,0]
["104_13",104,5,"104_5",253,4,13,13,1421.7,0,1941,1950,22,31315,2760,0,13208,2500,14094,579,2266,0.123,0.11799999999999999,0]
["104_14",104,6,"104_6",253,4,13,14,853.4,0,1941,1950,22,30081,2760,0,13776,2500,12756,550,1697,9.1999999999999998E-2,0.112,0]
["104_15",104,7,"104_7",253,4,13,15,623.1,0,1941,1950,22,29294,2760,0,14007,2500,11909,611,1467,7.9000000000000001E-2,0.125,0]
["104_16",104,8,"104_8",253,4,13,16,623.1,0,1941,1950,22,29893,2760,0,14007,2500,12676,442,1467,7.9000000000000001E-2,0.09,0]
["104_17",104,9,"104_9",253,4,13,17,388.5,0,1941,1950,22,33060,2760,0,14241,2500,16120,297,1232,6.7000000000000004E-2,6.0999999999999999E-2,0]
["104_18",104,10,"104_10",253,4,13,18,387.1,0,1941,1950,22,36807,2760,0,14243,2500,20484,211,1231,6.7000000000000004E-2,4.2999999999999997E-2,0]
[{"$f":"CONCATENATE(B1196,\"_\",H1196)","v":"104_19"},{"$f":"IF(E1196=E1195,    (IF(F1196=F1195,    (IF(G1196=G1195,   (IF(H1196=H1195+1,B1195,B1195+1)), (IF(AND(G1196=G1195+1,H1196=1,H1195=24),B1195,B1195+1)))), B1195+1)), B1195+1)","v":104},{"$f":"IF(B1196=B1195,C1195+1,1)","v":11},{"$f":"CONCATENATE(B1196,\"_\",C1196)","v":"104_11"},253,4,13,19,387.1,0,1941,1950,22,36904,2760,0,14243,2500,20644,147,1231,6.7000000000000004E-2,0.03,0]
["104_20",104,12,"104_12",253,4,13,20,387.1,0,1941,1950,22,35599,2760,0,14243,2500,19367,119,1231,6.7000000000000004E-2,2.4E-2,0]
["104_21",104,13,"104_13",253,4,13,21,660.9,0,1941,1950,22,33513,2760,0,13969,2500,16690,180,1505,8.1000000000000003E-2,3.6999999999999998E-2,0]
["104_22",104,14,"104_14",253,4,13,22,437,0,1941,1950,22,29962,2760,0,14193,2500,12946,166,1281,6.9000000000000006E-2,3.4000000000000002E-2,0]
["105_6",105,1,"105_1",253,4,14,6,1549.2,0,1941,1950,22,27780,3502,0,14015,3400,8571,143,1459,7.9000000000000001E-2,2.9000000000000001E-2,0]
["105_7",105,2,"105_2",253,4,14,7,3199.7,0,1941,1950,22,34936,3502,0,13658,2500,16001,197,1816,9.8000000000000004E-2,0.04,0]
["105_8",105,3,"105_3",253,4,14,8,3199.7,0,1941,1950,22,40030,2760,0,13658,2500,21390,300,1816,9.8000000000000004E-2,6.0999999999999999E-2,0]
["105_9",105,4,"105_4",253,4,14,9,3199.7,0,1941,1950,22,41085,2760,0,13658,2500,22443,302,1816,9.8000000000000004E-2,6.2E-2,0]
["105_10",105,5,"105_5",253,4,14,10,2977.3,0,1941,1950,22,40520,2760,0,13880,2500,21850,330,1593,8.5999999999999993E-2,6.7000000000000004E-2,0]
["105_11",105,6,"105_6",253,4,14,11,2869.7,0,1941,1950,22,39163,2760,0,13988,2500,20538,285,1486,0.08,5.8000000000000003E-2,0]
["105_12",105,7,"105_7",253,4,14,12,2869.7,0,1941,1950,22,37150,2760,0,13988,2500,18015,398,1486,0.08,8.1000000000000003E-2,0]
["105_13",105,8,"105_8",253,4,14,13,2869.7,0,1941,1950,22,35334,2760,0,13988,2500,16018,446,1486,0.08,9.0999999999999998E-2,0]
["105_14",105,9,"105_9",253,4,14,14,2869.7,0,1941,1950,22,33884,2760,0,13988,2500,14417,464,1486,0.08,9.5000000000000001E-2,0]
["105_15",105,10,"105_10",253,4,14,15,2869.7,0,1941,1950,22,32959,2760,0,13988,2500,13460,496,1486,0.08,0.10100000000000001,0]
["105_16",105,11,"105_11",253,4,14,16,2869.7,0,1941,1950,22,33612,2760,0,13988,2500,13912,697,1486,0.08,0.14199999999999999,0]
["105_17",105,12,"105_12",253,4,14,17,2869.7,0,1941,1950,22,37152,2760,0,13988,2500,17581,701,1486,0.08,0.14299999999999999,0]
["105_18",105,13,"105_13",253,4,14,18,2862,0,1941,1950,22,41431,2760,0,13996,2500,22461,630,1478,0.08,0.129,0]
["105_19",105,14,"105_14",253,4,14,19,2930.9,0,1941,1950,22,41622,2760,0,13927,2500,22725,557,1547,8.4000000000000005E-2,0.114,0]
["105_20",105,15,"105_15",253,4,14,20,2944.3,0,1941,1950,22,40147,2760,0,13913,2500,21381,425,1560,8.4000000000000005E-2,8.6999999999999994E-2,0]
["105_21",105,16,"105_16",253,4,14,21,2944.3,0,1941,1950,22,37792,2760,0,13913,2500,18504,418,1560,8.4000000000000005E-2,8.5000000000000006E-2,0]
["105_22",105,17,"105_17",253,4,14,22,3074.6,0,1941,1950,22,33821,2760,0,13783,2500,14341,402,1691,9.1999999999999998E-2,8.2000000000000003E-2,0]
["105_23",105,18,"105_18",253,4,14,23,2355.5,0,1941,1950,22,29018,2760,0,13632,3400,9174,355,1841,0.1,7.2999999999999995E-2,0]
["106_7",106,1,"106_1",253,4,15,7,478.1,0,1941,1950,22,33463,3502,0,14146,2500,16675,284,1328,7.1999999999999995E-2,5.8000000000000003E-2,0]
["106_8",106,2,"106_2",253,4,15,8,720.1,0,1941,1950,22,38381,2760,0,14127,2500,21856,196,1347,7.2999999999999995E-2,0.04,0]
["106_9",106,3,"106_3",253,4,15,9,720.1,0,1941,1950,22,39559,2760,0,14127,2500,23046,183,1347,7.2999999999999995E-2,3.6999999999999998E-2,0]
["106_10",106,4,"106_4",253,4,15,10,720.1,0,1941,1950,22,39113,2760,0,14127,2500,22495,288,1347,7.2999999999999995E-2,5.8999999999999997E-2,0]
["106_11",106,5,"106_5",253,4,15,11,720.1,0,1941,1950,22,37821,2760,0,14127,2500,18767,2724,1347,7.2999999999999995E-2,0.55600000000000005,0]
["106_12",106,6,"106_6",253,4,15,12,720.1,0,1941,1950,22,35870,2760,0,14127,2500,15073,4071,1347,7.2999999999999995E-2,0.83099999999999996,0]
["106_13",106,7,"106_7",253,4,15,13,720.1,0,1941,1950,22,34090,2760,0,14127,2500,13039,4192,1347,7.2999999999999995E-2,0.85599999999999998,0]
["106_14",106,8,"106_8",253,4,15,14,720.1,0,1941,1950,22,32659,2760,0,14127,2500,11723,3944,1347,7.2999999999999995E-2,0.80600000000000005,0]
["106_15",106,9,"106_9",253,4,15,15,720.1,0,1941,1950,22,31742,2760,0,14127,2500,11196,3554,1347,7.2999999999999995E-2,0.72599999999999998,0]
["106_16",106,10,"106_10",253,4,15,16,720.1,0,1941,1950,22,32355,2760,0,14127,2500,11432,3931,1347,7.2999999999999995E-2,0.80300000000000005,0]
["106_17",106,11,"106_11",253,4,15,17,720.1,0,1941,1950,22,35740,2760,0,14127,2500,14635,4246,1347,7.2999999999999995E-2,0.86699999999999999,0]
["106_18",106,12,"106_12",253,4,15,18,683,0,1941,1950,22,39938,2760,0,14164,2500,19735,3874,1310,7.0999999999999994E-2,0.79100000000000004,0]
["106_19",106,13,"106_13",253,4,15,19,476.6,0,1941,1950,22,40222,2760,0,14370,2500,21086,2806,1104,0.06,0.57299999999999995,0]
["106_20",106,14,"106_14",253,4,15,20,476.6,0,1941,1950,22,38808,2760,0,14370,2500,19970,2509,1104,0.06,0.51200000000000001,0]
["106_21",106,15,"106_15",253,4,15,21,476.6,0,1941,1950,22,36528,2760,0,14370,2500,17933,1736,1104,0.06,0.35499999999999998,0]
["106_22",106,16,"106_16",253,4,15,22,476.6,0,1941,1950,22,32687,2760,0,14370,2500,13855,1765,1104,0.06,0.36099999999999999,0]
["107_14",107,1,"107_1",253,4,16,14,46,0,1941,1950,22,30029,2760,0,13882,2500,12838,456,1592,8.5999999999999993E-2,9.2999999999999999E-2,0]
["107_15",107,2,"107_2",253,4,16,15,227.9,0,1941,1950,22,29183,2760,0,13884,2500,11684,580,1589,8.5999999999999993E-2,0.11799999999999999,0]
["107_16",107,3,"107_3",253,4,16,16,229.5,0,1941,1950,22,29738,2760,0,13883,2500,12177,641,1591,8.5999999999999993E-2,0.13100000000000001,0]
["107_17",107,4,"107_4",253,4,16,17,231,0,1941,1950,22,32821,2760,0,13881,2500,15274,628,1593,8.5999999999999993E-2,0.128,0]
["107_18",107,5,"107_5",253,4,16,18,280.89999999999998,0,1941,1950,22,36748,2760,0,13831,2500,18992,837,1642,8.8999999999999996E-2,0.17100000000000001,0]
["107_19",107,6,"107_6",253,4,16,19,314,0,1941,1950,22,37110,2760,0,13798,2500,19410,781,1676,9.0999999999999998E-2,0.16,0]
["107_20",107,7,"107_7",253,4,16,20,362.3,0,1941,1950,22,35818,2760,0,13750,2500,18059,839,1724,9.2999999999999999E-2,0.17100000000000001,0]
["107_21",107,8,"107_8",253,4,16,21,644,0,1941,1950,22,33705,2760,0,13468,2500,16028,758,2006,0.109,0.155,0]
["107_22",107,9,"107_9",253,4,16,22,644,0,1941,1950,22,30128,2760,0,13468,2500,12631,577,2006,0.109,0.11799999999999999,0]
["108_6",108,1,"108_1",253,4,17,6,216,0,1941,1950,22,25340,3502,0,13471,3400,8008,143,2002,0.108,2.9000000000000001E-2,0]
["108_7",108,2,"108_2",253,4,17,7,408.9,0,1941,1950,22,31950,3502,0,13498,3400,14345,197,1976,0.107,0.04,0]
["108_8",108,3,"108_3",253,4,17,8,407,0,1941,1950,22,36593,3502,0,13500,3400,18886,300,1974,0.107,6.0999999999999999E-2,0]
["108_9",108,4,"108_4",253,4,17,9,407,0,1941,1950,22,37454,3502,0,13500,3400,19744,302,1974,0.107,6.2E-2,0]
["108_10",108,5,"108_5",253,4,17,10,407,0,1941,1950,22,36856,3502,0,13500,3400,19118,330,1974,0.107,6.7000000000000004E-2,0]
["108_11",108,6,"108_6",253,4,17,11,407,0,1941,1950,22,35593,3502,0,13500,3400,17900,285,1974,0.107,5.8000000000000003E-2,0]
["108_12",108,7,"108_7",253,4,17,12,407,0,1941,1950,22,33757,3502,0,13500,3400,15952,398,1974,0.107,8.1000000000000003E-2,0]
["108_13",108,8,"108_8",253,4,17,13,407,0,1941,1950,22,32120,3502,0,13500,3400,14267,446,1974,0.107,9.0999999999999998E-2,0]
["108_14",108,9,"108_9",253,4,17,14,407,0,1941,1950,22,30807,3502,0,13500,3400,12935,464,1974,0.107,9.5000000000000001E-2,0]
["108_15",108,10,"108_10",253,4,17,15,407,0,1941,1950,22,29951,3502,0,13500,3400,12047,496,1974,0.107,0.10100000000000001,0]
["108_16",108,11,"108_11",253,4,17,16,407,0,1941,1950,22,30512,3502,0,13500,3400,12407,697,1974,0.107,0.14199999999999999,0]
["108_17",108,12,"108_12",253,4,17,17,407,0,1941,1950,22,33639,3502,0,13500,3400,15531,701,1974,0.107,0.14299999999999999,0]
["108_18",108,13,"108_13",253,4,17,18,407,0,1941,1950,22,37724,3502,0,13500,3400,19687,630,1974,0.107,0.129,0]
["108_19",108,14,"108_14",253,4,17,19,407,0,1941,1950,22,38196,3502,0,13500,3400,20232,557,1974,0.107,0.114,0]
["108_20",108,15,"108_15",253,4,17,20,407,0,1941,1950,22,36870,3502,0,13500,3400,19037,425,1974,0.107,8.6999999999999994E-2,0]
["108_21",108,16,"108_16",253,4,17,21,383.3,0,1941,1950,22,34682,3502,0,13524,3400,16856,418,1950,0.106,8.5000000000000006E-2,0]
["108_22",108,17,"108_17",253,4,17,22,360.5,0,1941,1950,22,30952,3502,0,13546,3400,13142,402,1927,0.104,8.2000000000000003E-2,0]
[{"$f":"CONCATENATE(B1260,\"_\",H1260)","v":"108_23"},{"$f":"IF(E1260=E1259,    (IF(F1260=F1259,    (IF(G1260=G1259,   (IF(H1260=H1259+1,B1259,B1259+1)), (IF(AND(G1260=G1259+1,H1260=1,H1259=24),B1259,B1259+1)))), B1259+1)), B1259+1)","v":108},{"$f":"IF(B1260=B1259,C1259+1,1)","v":18},{"$f":"CONCATENATE(B1260,\"_\",C1260)","v":"108_18"},253,4,17,23,360.5,0,1941,1950,22,26418,3502,0,13546,3400,8655,355,1927,0.104,7.2999999999999995E-2,0]
["109_6",109,1,"109_1",253,4,18,6,808.8,0,1941,1950,22,26873,3502,0,14381,3400,7491,691,1092,5.8999999999999997E-2,0.14099999999999999,0]
["109_7",109,2,"109_2",253,4,18,7,1678.7,0,1941,1950,22,34177,3502,0,14381,2500,15625,612,1092,5.8999999999999997E-2,0.125,0]
["109_8",109,3,"109_3",253,4,18,8,1261.7,0,1941,1950,22,39078,2760,0,14798,2500,20958,577,675,3.6999999999999998E-2,0.11799999999999999,0]
["109_9",109,4,"109_4",253,4,18,9,1148.7,0,1941,1950,22,39662,2760,0,14911,2500,21510,610,562,0.03,0.125,0]
["109_10",109,5,"109_5",253,4,18,10,1148.7,0,1941,1950,22,38811,2760,0,14911,2500,20706,562,562,0.03,0.115,0]
["109_11",109,6,"109_6",253,4,18,11,1149.0999999999999,0,1941,1950,22,37413,2760,0,14911,2500,19328,542,563,0.03,0.111,0]
["109_12",109,7,"109_7",253,4,18,12,1155.5,0,1941,1950,22,35471,2760,0,14905,2500,17022,509,569,3.1E-2,0.104,0]
["109_13",109,8,"109_8",253,4,18,13,1155.5,0,1941,1950,22,33781,2760,0,14905,2500,15216,492,569,3.1E-2,0.10100000000000001,0]
["109_14",109,9,"109_9",253,4,18,14,1155.5,0,1941,1950,22,32441,2760,0,14905,2500,13664,572,569,3.1E-2,0.11700000000000001,0]
["109_15",109,10,"109_10",253,4,18,15,1155.5,0,1941,1950,22,31553,2760,0,14905,2500,12669,679,569,3.1E-2,0.13900000000000001,0]
["109_16",109,11,"109_11",253,4,18,16,1155.5,0,1941,1950,22,32128,2760,0,14905,2500,13164,759,569,3.1E-2,0.155,0]
["109_17",109,12,"109_12",253,4,18,17,1155.5,0,1941,1950,22,35360,2760,0,14905,2500,16428,859,569,3.1E-2,0.17599999999999999,0]
["109_18",109,13,"109_13",253,4,18,18,1155.5,0,1941,1950,22,39682,2760,0,14905,2500,21203,937,569,3.1E-2,0.191,0]
["109_19",109,14,"109_14",253,4,18,19,1155.5,0,1941,1950,22,40259,2760,0,14905,2500,21809,907,569,3.1E-2,0.185,0]
["109_20",109,15,"109_15",253,4,18,20,1110.5999999999999,0,1941,1950,22,38838,2760,0,14949,2500,20310,985,524,2.8000000000000001E-2,0.20100000000000001,0]
["109_21",109,16,"109_16",253,4,18,21,1072.5,0,1941,1950,22,36511,2760,0,14988,2500,17639,799,486,2.5999999999999999E-2,0.16300000000000001,0]
["109_22",109,17,"109_17",253,4,18,22,1014.8,0,1941,1950,22,32557,2760,0,15045,2500,13462,815,428,2.3E-2,0.16600000000000001,0]
["109_23",109,18,"109_18",253,4,18,23,77.3,0,1941,1950,22,27734,2760,0,15113,3400,8110,933,361,0.02,0.191,0]
["110_19",110,1,"110_1",253,13,12,19,177.1,0,1941,1950,22,24616,1506,0,11225,0,14412,167,2148,0.13100000000000001,3.4000000000000002E-2,0]
["110_20",110,2,"110_2",253,13,12,20,657,0,1941,1950,22,24404,1465,0,11225,0,13587,300,2148,0.13100000000000001,6.0999999999999999E-2,0]
["110_21",110,3,"110_3",253,13,12,21,657,0,1941,1950,22,24928,1452,0,11225,0,13330,419,2148,0.13100000000000001,8.5999999999999993E-2,0]
["110_22",110,4,"110_4",253,13,12,22,657,0,1941,1950,22,23012,1344,0,11225,0,11162,441,2148,0.13100000000000001,0.09,0]
["110_23",110,5,"110_5",253,13,12,23,672.7,0,1941,1950,22,19146,1126,0,11225,0,6808,531,2148,0.13100000000000001,0.109,0]
["111_7",111,1,"111_1",253,13,16,7,227.3,0,1941,1950,22,18099,1174,0,11665,0,7153,22,1708,0.104,5.0000000000000001E-3,0]
["111_8",111,2,"111_2",253,13,16,8,291.60000000000002,0,1941,1950,22,20934,1332,0,11600,0,10397,11,1772,0.108,2E-3,0]
["111_9",111,3,"111_3",253,13,16,9,291.8,0,1941,1950,22,22680,1419,0,11600,0,12148,6,1773,0.108,1E-3,0]
["111_10",111,4,"111_4",253,13,16,10,291.8,0,1941,1950,22,23909,1481,0,11600,0,13375,8,1773,0.108,2E-3,0]
["111_11",111,5,"111_5",253,13,16,11,291.8,0,1941,1950,22,24693,1493,0,11600,0,13612,25,1773,0.108,5.0000000000000001E-3,0]
["111_12",111,6,"111_6",253,13,16,12,291.8,0,1941,1950,22,24938,1503,0,11600,0,13811,71,1773,0.108,1.4999999999999999E-2,0]
["111_13",111,7,"111_7",253,13,16,13,291.8,0,1941,1950,22,25120,1502,0,11600,0,13795,136,1773,0.108,2.8000000000000001E-2,0]
["111_14",111,8,"111_8",253,13,16,14,277.60000000000002,0,1941,1950,22,25306,1507,0,11615,0,13877,240,1758,0.107,4.9000000000000002E-2,0]
["111_15",111,9,"111_9",253,13,16,15,76.7,0,1941,1950,22,25325,1518,0,11815,0,13825,312,1558,9.5000000000000001E-2,6.4000000000000001E-2,0]
["112_12",112,1,"112_1",276,3,8,12,1175.0999999999999,0,1964,1973,45,37657,2891,0,13823,2500,19941,454,1628,8.7999999999999995E-2,9.2999999999999999E-2,0]
["112_13",112,2,"112_2",276,3,8,13,1651.9,0,1964,1973,45,35996,2891,0,13823,2500,17611,514,1628,8.7999999999999995E-2,0.105,0]
["112_14",112,3,"112_3",276,3,8,14,1808.4,0,1964,1973,45,34672,2891,0,13666,2500,16222,579,1785,9.7000000000000003E-2,0.11799999999999999,0]
["112_15",112,4,"112_4",276,3,8,15,1831.9,0,1964,1973,45,34031,2891,0,13643,2500,15785,506,1808,9.8000000000000004E-2,0.10299999999999999,0]
["112_16",112,5,"112_5",276,3,8,16,1831.9,0,1964,1973,45,35188,2891,0,13643,2500,16946,503,1808,9.8000000000000004E-2,0.10299999999999999,0]
["112_17",112,6,"112_6",276,3,8,17,1831.9,0,1964,1973,45,40086,2891,0,13643,2500,22017,462,1808,9.8000000000000004E-2,9.4E-2,0]
["112_18",112,7,"112_7",276,3,8,18,2231.4,0,1964,1973,45,44449,2891,0,13643,2500,26671,302,1808,9.8000000000000004E-2,6.2E-2,0]
["112_19",112,8,"112_8",276,3,8,19,2231.4,0,1964,1973,45,43539,2891,0,13643,2500,25834,229,1808,9.8000000000000004E-2,4.7E-2,0]
["112_20",112,9,"112_9",276,3,8,20,1831.9,0,1964,1973,45,41357,2891,0,13643,2500,24074,206,1808,9.8000000000000004E-2,4.2000000000000003E-2,0]
["112_21",112,10,"112_10",276,3,8,21,1258.5999999999999,0,1964,1973,45,39044,2891,0,14216,2500,21130,175,1235,6.7000000000000004E-2,3.5999999999999997E-2,0]
["112_22",112,11,"112_11",276,3,8,22,917.6,0,1964,1973,45,35200,2891,0,14557,2500,17217,94,894,4.8000000000000001E-2,1.9E-2,0]
["112_23",112,12,"112_12",276,3,8,23,49.7,0,1964,1973,45,30010,2891,0,14557,3400,11724,14,894,4.8000000000000001E-2,3.0000000000000001E-3,0]
["113_8",113,1,"113_1",289,2,23,8,1332.4,0,1977,1986,58,41910,2889,0,13115,2500,24647,1219,2077,0.114,0.249,0]
["113_9",113,2,"113_2",289,2,23,9,2514.4,0,1977,1986,58,42150,2889,0,12992,2500,24046,1002,2201,0.121,0.20499999999999999,0]
["113_10",113,3,"113_3",289,2,23,10,2517,0,1977,1986,58,40903,2889,0,12989,2500,23081,720,2203,0.121,0.14699999999999999,0]
["113_11",113,4,"113_4",289,2,23,11,2517.3000000000002,0,1977,1986,58,39174,2889,0,12989,2500,21027,648,2203,0.121,0.13200000000000001,0]
["113_12",113,5,"113_5",289,2,23,12,2735.3,0,1977,1986,58,37065,2889,0,12771,2500,18793,641,2421,0.13300000000000001,0.13100000000000001,0]
["113_13",113,6,"113_6",289,2,23,13,2742,0,1977,1986,58,35407,2889,0,12764,2500,17112,532,2428,0.13300000000000001,0.109,0]
["113_14",113,7,"113_7",289,2,23,14,2177.3000000000002,0,1977,1986,58,34125,2889,0,13329,2500,15845,517,1863,0.10199999999999999,0.106,0]
["113_15",113,8,"113_8",289,2,23,15,2172.1999999999998,0,1977,1986,58,33476,2889,0,13334,2500,15121,592,1858,0.10199999999999999,0.121,0]
["113_16",113,9,"113_9",289,2,23,16,2171.4,0,1977,1986,58,34516,2889,0,13335,2500,16237,648,1858,0.10199999999999999,0.13200000000000001,0]
["113_17",113,10,"113_10",289,2,23,17,2171.4,0,1977,1986,58,39102,2889,0,13335,2500,21024,580,1858,0.10199999999999999,0.11799999999999999,0]
["113_18",113,11,"113_11",289,2,23,18,2393.5,0,1977,1986,58,43808,2889,0,13335,2500,26040,444,1858,0.10199999999999999,9.0999999999999998E-2,0]
["113_19",113,12,"113_12",289,2,23,19,2394.3000000000002,0,1977,1986,58,43751,2889,0,13334,2500,25960,467,1858,0.10199999999999999,9.5000000000000001E-2,0]
["113_20",113,13,"113_13",289,2,23,20,2103.5,0,1977,1986,58,41425,2889,0,13402,2500,24067,256,1790,9.8000000000000004E-2,5.1999999999999998E-2,0]
["113_21",113,14,"113_14",289,2,23,21,1664,0,1977,1986,58,38851,2889,0,13842,2500,21003,217,1350,7.3999999999999996E-2,4.3999999999999997E-2,0]
["113_22",113,15,"113_15",289,2,23,22,1664,0,1977,1986,58,34983,2889,0,13842,2500,16854,191,1350,7.3999999999999996E-2,3.9E-2,0]
["113_23",113,16,"113_16",289,2,23,23,597.9,0,1977,1986,58,29649,2889,0,13842,3400,11516,150,1350,7.3999999999999996E-2,3.1E-2,0]
["114_17",114,1,"114_1",294,3,21,17,294.39999999999998,0,1982,1991,63,40095,2891,0,13601,2500,24067,0,1850,0.1,0,0]
["114_18",114,2,"114_2",294,3,21,18,1783.6,0,1982,1991,63,44156,2891,0,13599,2500,27171,0,1852,0.1,0,0]
["114_19",114,3,"114_3",294,3,21,19,2179.3000000000002,0,1982,1991,63,43125,2891,0,13203,2500,26140,0,2248,0.122,0,0]
[{"$f":"CONCATENATE(B1324,\"_\",H1324)","v":"114_20"},{"$f":"IF(E1324=E1323,    (IF(F1324=F1323,    (IF(G1324=G1323,   (IF(H1324=H1323+1,B1323,B1323+1)), (IF(AND(G1324=G1323+1,H1324=1,H1323=24),B1323,B1323+1)))), B1323+1)), B1323+1)","v":114},{"$f":"IF(B1324=B1323,C1323+1,1)","v":4},{"$f":"CONCATENATE(B1324,\"_\",C1324)","v":"114_4"},294,3,21,20,1113.7,0,1982,1991,63,41382,2891,0,13203,2500,25460,3,2248,0.122,1E-3,0]
["114_21",114,5,"114_5",294,3,21,21,1113.7,0,1982,1991,63,39130,2891,0,13203,2500,22546,3,2248,0.122,1E-3,0]
["114_22",114,6,"114_6",294,3,21,22,1113.7,0,1982,1991,63,35126,2891,0,13203,2500,18393,2,2248,0.122,1E-3,0]
["114_23",114,7,"114_7",294,3,21,23,245.8,0,1982,1991,63,30011,2891,0,13203,3400,12895,1,2248,0.122,0,0]
["115_13",115,1,"115_1",294,3,22,13,48.8,0,1982,1991,63,36337,2891,0,14033,2500,19849,10,1418,7.6999999999999999E-2,2E-3,0]
["115_14",115,2,"115_2",294,3,22,14,386.8,0,1982,1991,63,34979,2891,0,14033,2500,18156,6,1418,7.6999999999999999E-2,1E-3,0]
["115_15",115,3,"115_3",294,3,22,15,386.8,0,1982,1991,63,34269,2891,0,14033,2500,17585,0,1418,7.6999999999999999E-2,0,0]
["115_16",115,4,"115_4",294,3,22,16,386.8,0,1982,1991,63,35333,2891,0,14033,2500,18648,0,1418,7.6999999999999999E-2,0,0]
["115_17",115,5,"115_5",294,3,22,17,386.8,0,1982,1991,63,39972,2891,0,14033,2500,23402,19,1418,7.6999999999999999E-2,4.0000000000000001E-3,0]
["115_18",115,6,"115_6",294,3,22,18,1094.8,0,1982,1991,63,44007,2891,0,14090,2500,27162,58,1361,7.3999999999999996E-2,1.2E-2,0]
["115_19",115,7,"115_7",294,3,22,19,915.6,0,1982,1991,63,42985,2891,0,14269,2500,26095,103,1182,6.4000000000000001E-2,2.1000000000000001E-2,0]
["115_20",115,8,"115_8",294,3,22,20,142.5,0,1982,1991,63,41277,2891,0,14277,2500,25123,132,1174,6.4000000000000001E-2,2.7E-2,0]
["115_21",115,9,"115_9",294,3,22,21,134.6,0,1982,1991,63,39040,2891,0,14285,2500,22165,191,1166,6.3E-2,3.9E-2,0]
["115_22",115,10,"115_10",294,3,22,22,63.6,0,1982,1991,63,35063,2891,0,14356,2500,18082,148,1095,5.8999999999999997E-2,0.03,0]
["116_7",116,1,"116_1",297,11,20,7,618.1,0,1985,1994,66,17870,3369,0,10745,0,7342,404,2671,0.16300000000000001,8.3000000000000004E-2,0]
["116_8",116,2,"116_2",297,11,20,8,618.1,0,1985,1994,66,21067,1305,0,10745,0,11051,289,2671,0.16300000000000001,5.8999999999999997E-2,0]
["116_9",116,3,"116_3",297,11,20,9,618.1,0,1985,1994,66,23664,1441,0,10745,0,13781,157,2671,0.16300000000000001,3.2000000000000001E-2,0]
["116_10",116,4,"116_4",297,11,20,10,618.1,0,1985,1994,66,25636,1538,0,10745,0,15716,193,2671,0.16300000000000001,3.9E-2,0]
["116_11",116,5,"116_5",297,11,20,11,611.20000000000005,0,1985,1994,66,26993,1579,0,10751,0,16518,351,2664,0.16200000000000001,7.1999999999999995E-2,0]
["116_12",116,6,"116_6",297,11,20,12,601,0,1985,1994,66,27670,1597,0,10762,0,16875,539,2654,0.16200000000000001,0.11,0]
["116_13",116,7,"116_7",297,11,20,13,601,0,1985,1994,66,28058,1609,0,10762,0,17111,559,2654,0.16200000000000001,0.114,0]
["116_14",116,8,"116_8",297,11,20,14,601,0,1985,1994,66,28270,1621,0,10762,0,17355,526,2654,0.16200000000000001,0.108,0]
["116_15",116,9,"116_9",297,11,20,15,601,0,1985,1994,66,28329,1625,0,10762,0,17437,503,2654,0.16200000000000001,0.10299999999999999,0]
["116_16",116,10,"116_10",297,11,20,16,601,0,1985,1994,66,28426,1626,0,10762,0,17446,591,2654,0.16200000000000001,0.121,0]
["116_17",116,11,"116_11",297,11,20,17,601,0,1985,1994,66,28697,1640,0,10762,0,17725,715,2654,0.16200000000000001,0.14599999999999999,0]
["116_18",116,12,"116_12",297,11,20,18,601,0,1985,1994,66,28667,1661,0,10762,0,18148,793,2654,0.16200000000000001,0.16200000000000001,0]
["116_19",116,13,"116_13",297,11,20,19,601,0,1985,1994,66,28066,1628,0,10762,0,17501,838,2654,0.16200000000000001,0.17100000000000001,0]
["116_20",116,14,"116_14",297,11,20,20,601,0,1985,1994,66,26892,1573,0,10762,0,16403,762,2654,0.16200000000000001,0.156,0]
["116_21",116,15,"116_15",297,11,20,21,601,0,1985,1994,66,26342,1525,0,10762,0,15440,646,2654,0.16200000000000001,0.13200000000000001,0]
["116_22",116,16,"116_16",297,11,20,22,601,0,1985,1994,66,25983,1497,0,10762,0,14880,570,2654,0.16200000000000001,0.11600000000000001,0]
["117_7",117,1,"117_1",297,11,21,7,1322.7,0,1985,1994,66,17501,3369,0,10424,0,6580,413,2992,0.182,8.4000000000000005E-2,0]
["117_8",117,2,"117_2",297,11,21,8,1322.7,0,1985,1994,66,20634,1244,0,10424,0,10292,232,2992,0.182,4.7E-2,0]
["117_9",117,3,"117_3",297,11,21,9,1322.7,0,1985,1994,66,23257,1380,0,10424,0,13013,133,2992,0.182,2.7E-2,0]
["117_10",117,4,"117_4",297,11,21,10,1322.7,0,1985,1994,66,25251,1481,0,10424,0,15023,117,2992,0.182,2.4E-2,0]
["117_11",117,5,"117_5",297,11,21,11,1299.0999999999999,0,1985,1994,66,26603,1531,0,10447,0,15997,98,2968,0.18099999999999999,0.02,0]
["117_12",117,6,"117_6",297,11,21,12,1269,0,1985,1994,66,27275,1560,0,10478,0,16533,102,2938,0.17899999999999999,2.1000000000000001E-2,0]
["117_13",117,7,"117_7",297,11,21,13,1395.4,0,1985,1994,66,27656,1561,0,10351,0,16722,162,3065,0.187,3.3000000000000002E-2,0]
["117_14",117,8,"117_8",297,11,21,14,1395.4,0,1985,1994,66,27864,1565,0,10351,0,16811,280,3065,0.187,5.7000000000000002E-2,0]
["117_15",117,9,"117_9",297,11,21,15,1395.5,0,1985,1994,66,27928,1568,0,10351,0,16878,278,3065,0.187,5.7000000000000002E-2,0]
["117_16",117,10,"117_10",297,11,21,16,1396.8,0,1985,1994,66,28029,1575,0,10350,0,17003,253,3066,0.187,5.1999999999999998E-2,0]
["117_17",117,11,"117_11",297,11,21,17,1143.7,0,1985,1994,66,28305,1614,0,10603,0,17441,223,2813,0.17100000000000001,4.5999999999999999E-2,0]
["117_18",117,12,"117_12",297,11,21,18,835.5,0,1985,1994,66,28269,1659,0,10911,0,17906,252,2505,0.153,5.1999999999999998E-2,0]
["117_19",117,13,"117_13",297,11,21,19,825.5,0,1985,1994,66,27645,1624,0,10921,0,17197,338,2495,0.152,6.9000000000000006E-2,0]
["117_20",117,14,"117_14",297,11,21,20,825.5,0,1985,1994,66,26471,1563,0,10921,0,15971,390,2495,0.152,0.08,0]
["117_21",117,15,"117_15",297,11,21,21,825.5,0,1985,1994,66,25976,1515,0,10921,0,15003,333,2495,0.152,6.8000000000000005E-2,0]
["117_22",117,16,"117_16",297,11,21,22,828.2,0,1985,1994,66,25621,1491,0,10918,0,14531,173,2498,0.152,3.5999999999999997E-2,0]
["118_7",118,1,"118_1",297,11,22,7,892.5,0,1985,1994,66,17709,3369,0,10900,0,6765,390,2516,0.153,0.08,0]
["118_8",118,2,"118_2",297,11,22,8,1001,0,1985,1994,66,20896,1285,0,10900,0,10435,196,2516,0.153,0.04,0]
["118_9",118,3,"118_3",297,11,22,9,1001,0,1985,1994,66,23655,1429,0,10900,0,13321,69,2516,0.153,1.4E-2,0]
["118_10",118,4,"118_4",297,11,22,10,1001,0,1985,1994,66,25755,1533,0,10900,0,15402,88,2516,0.153,1.7999999999999999E-2,0]
["118_11",118,5,"118_5",297,11,22,11,1001,0,1985,1994,66,27156,1586,0,10900,0,16458,35,2516,0.153,7.0000000000000001E-3,0]
["118_12",118,6,"118_6",297,11,22,12,1001,0,1985,1994,66,27847,1614,0,10900,0,17013,39,2516,0.153,8.0000000000000002E-3,0]
["118_13",118,7,"118_7",297,11,22,13,1001,0,1985,1994,66,28230,1608,0,10900,0,16908,395,2516,0.153,8.1000000000000003E-2,0]
["118_14",118,8,"118_8",297,11,22,14,1001,0,1985,1994,66,28438,1618,0,10900,0,17097,414,2516,0.153,8.5000000000000006E-2,0]
["118_15",118,9,"118_9",297,11,22,15,1001,0,1985,1994,66,28504,1598,0,10900,0,16695,882,2516,0.153,0.18,0]
["118_16",118,10,"118_10",297,11,22,16,1001,0,1985,1994,66,28610,1613,0,10900,0,17003,680,2516,0.153,0.13900000000000001,0]
["118_17",118,11,"118_11",297,11,22,17,1024.9000000000001,0,1985,1994,66,28896,1641,0,10876,0,17602,499,2540,0.155,0.10199999999999999,0]
["118_18",118,12,"118_12",297,11,22,18,1216.0999999999999,0,1985,1994,66,28856,1652,0,10685,0,18083,508,2731,0.16600000000000001,0.104,0]
["118_19",118,13,"118_13",297,11,22,19,951.9,0,1985,1994,66,28183,1650,0,10949,0,17675,243,2467,0.15,0.05,0]
["118_20",118,14,"118_14",297,11,22,20,853.1,0,1985,1994,66,26964,1599,0,11048,0,16516,183,2368,0.14399999999999999,3.6999999999999998E-2,0]
["118_21",118,15,"118_15",297,11,22,21,853.1,0,1985,1994,66,26503,1544,0,11048,0,15408,301,2368,0.14399999999999999,6.0999999999999999E-2,0]
["118_22",118,16,"118_16",297,11,22,22,855.4,0,1985,1994,66,26131,1498,0,11046,0,14488,572,2370,0.14399999999999999,0.11700000000000001,0]
["119_7",119,1,"119_1",297,12,3,7,410,0,1985,1994,66,17740,3376,0,12341,0,5286,662,1032,6.3E-2,0.13500000000000001,0]
["119_8",119,2,"119_2",297,12,3,8,1509.2,0,1985,1994,66,20782,1250,0,12340,0,7724,565,1033,6.3E-2,0.115,0]
[{"$f":"CONCATENATE(B1388,\"_\",H1388)","v":"119_9"},{"$f":"IF(E1388=E1387,    (IF(F1388=F1387,    (IF(G1388=G1387,   (IF(H1388=H1387+1,B1387,B1387+1)), (IF(AND(G1388=G1387+1,H1388=1,H1387=24),B1387,B1387+1)))), B1387+1)), B1387+1)","v":119},{"$f":"IF(B1388=B1387,C1387+1,1)","v":3},{"$f":"CONCATENATE(B1388,\"_\",C1388)","v":"119_3"},297,12,3,9,1508.9,0,1985,1994,66,23300,1388,0,12341,0,10493,314,1032,6.3E-2,6.4000000000000001E-2,0]
["119_10",119,4,"119_4",297,12,3,10,1508,0,1985,1994,66,25250,1494,0,12342,0,12602,155,1031,6.3E-2,3.2000000000000001E-2,0]
["119_11",119,5,"119_5",297,12,3,11,1508.1,0,1985,1994,66,26597,1546,0,12342,0,13634,73,1031,6.3E-2,1.4999999999999999E-2,0]
["119_12",119,6,"119_6",297,12,3,12,1508,0,1985,1994,66,27291,1575,0,12342,0,14217,51,1031,6.3E-2,1.0999999999999999E-2,0]
["119_13",119,7,"119_7",297,12,3,13,1508,0,1985,1994,66,27763,1592,0,12342,0,14561,47,1031,6.3E-2,0.01,0]
["119_14",119,8,"119_8",297,12,3,14,1508,0,1985,1994,66,28100,1608,0,12342,0,14883,61,1031,6.3E-2,1.2999999999999999E-2,0]
["119_15",119,9,"119_9",297,12,3,15,1508,0,1985,1994,66,28290,1617,0,12342,0,15064,71,1031,6.3E-2,1.4999999999999999E-2,0]
["119_16",119,10,"119_10",297,12,3,16,1508.6,0,1985,1994,66,28478,1627,0,12341,0,15257,66,1032,6.3E-2,1.4E-2,0]
["119_17",119,11,"119_11",297,12,3,17,1510.7,0,1985,1994,66,28855,1653,0,12339,0,15791,41,1034,6.3E-2,8.0000000000000002E-3,0]
["119_18",119,12,"119_12",297,12,3,18,1510.7,0,1985,1994,66,28891,1683,0,12339,0,16383,15,1034,6.3E-2,3.0000000000000001E-3,0]
["119_19",119,13,"119_13",297,12,3,19,1360.5,0,1985,1994,66,27965,1646,0,12489,0,15439,33,884,5.3999999999999999E-2,7.0000000000000001E-3,0]
["119_20",119,14,"119_14",297,12,3,20,1339.9,0,1985,1994,66,26708,1584,0,12510,0,14176,39,863,5.2999999999999999E-2,8.0000000000000002E-3,0]
["119_21",119,15,"119_15",297,12,3,21,1339.9,0,1985,1994,66,26754,1560,0,12510,0,13678,53,863,5.2999999999999999E-2,1.0999999999999999E-2,0]
["119_22",119,16,"119_16",297,12,3,22,1339.9,0,1985,1994,66,25861,1505,0,12510,0,12588,51,863,5.2999999999999999E-2,0.01,0]
["120_16",120,1,"120_1",297,12,12,16,37.799999999999997,0,1985,1994,66,27454,1573,0,11320,0,15606,1184,2053,0.125,0.24199999999999999,0]
["120_17",120,2,"120_2",297,12,12,17,856.5,0,1985,1994,66,27786,1543,0,11320,0,15017,1419,2053,0.125,0.28999999999999998,0]
["120_18",120,3,"120_3",297,12,12,18,856.5,0,1985,1994,66,27813,1548,0,11320,0,15107,1886,2053,0.125,0.38500000000000001,0]
["120_19",120,4,"120_4",297,12,12,19,856.5,0,1985,1994,66,26843,1492,0,11320,0,13984,2039,2053,0.125,0.41699999999999998,0]
["120_20",120,5,"120_5",297,12,12,20,853.6,0,1985,1994,66,25809,1443,0,11323,0,13001,1988,2050,0.125,0.40600000000000003,0]
["120_21",120,6,"120_6",297,12,12,21,853.1,0,1985,1994,66,26193,1426,0,11323,0,12670,2174,2050,0.125,0.44400000000000001,0]
["120_22",120,7,"120_7",297,12,12,22,850.2,0,1985,1994,66,24954,1351,0,11326,0,11155,2250,2047,0.125,0.46,0]
["121_8",121,1,"121_1",297,12,13,8,588.9,0,1985,1994,66,19824,1177,0,11318,0,7689,1584,2055,0.125,0.32400000000000001,0]
["121_9",121,2,"121_2",297,12,13,9,619.29999999999995,0,1985,1994,66,22327,1313,0,11288,0,10450,1326,2085,0.127,0.27100000000000002,0]
["121_10",121,3,"121_3",297,12,13,10,619.29999999999995,0,1985,1994,66,24241,1411,0,11288,0,12411,1279,2085,0.127,0.26100000000000001,0]
["121_11",121,4,"121_4",297,12,13,11,619.29999999999995,0,1985,1994,66,25478,1467,0,11288,0,13535,995,2085,0.127,0.20300000000000001,0]
["121_12",121,5,"121_5",297,12,13,12,656.4,0,1985,1994,66,26064,1498,0,11251,0,14210,774,2122,0.13,0.158,0]
["121_13",121,6,"121_6",297,12,13,13,906.7,0,1985,1994,66,26452,1499,0,11000,0,14584,655,2372,0.14499999999999999,0.13400000000000001,0]
["121_14",121,7,"121_7",297,12,13,14,906.7,0,1985,1994,66,26747,1506,0,11000,0,14720,814,2372,0.14499999999999999,0.16600000000000001,0]
["121_15",121,8,"121_8",297,12,13,15,906.7,0,1985,1994,66,26914,1509,0,11000,0,14783,918,2372,0.14499999999999999,0.188,0]
["121_16",121,9,"121_9",297,12,13,16,688.9,0,1985,1994,66,27074,1519,0,11218,0,14677,1184,2155,0.13200000000000001,0.24199999999999999,0]
["121_17",121,10,"121_10",297,12,13,17,670.7,0,1985,1994,66,27397,1531,0,11236,0,14897,1419,2136,0.13,0.28999999999999998,0]
["121_18",121,11,"121_11",297,12,13,18,670.7,0,1985,1994,66,27425,1536,0,11236,0,14988,1886,2136,0.13,0.38500000000000001,0]
["121_19",121,12,"121_12",297,12,13,19,670.7,0,1985,1994,66,26468,1480,0,11236,0,13878,2039,2136,0.13,0.41699999999999998,0]
["121_20",121,13,"121_13",297,12,13,20,660.4,0,1985,1994,66,25481,1434,0,11247,0,12942,1988,2126,0.13,0.40600000000000003,0]
["121_21",121,14,"121_14",297,12,13,21,384.5,0,1985,1994,66,25892,1438,0,11523,0,12638,2174,1850,0.113,0.44400000000000001,0]
["121_22",121,15,"121_15",297,12,13,22,383.5,0,1985,1994,66,24629,1362,0,11524,0,11099,2250,1849,0.113,0.46,0]
["122_13",122,1,"122_1",297,13,10,13,140.69999999999999,0,1985,1994,66,24855,1507,0,12043,0,13273,101,1330,8.1000000000000003E-2,2.1000000000000001E-2,0]
["122_14",122,2,"122_2",297,13,10,14,347,0,1985,1994,66,25099,1501,0,12043,0,13155,258,1330,8.1000000000000003E-2,5.2999999999999999E-2,0]
["122_15",122,3,"122_3",297,13,10,15,238.2,0,1985,1994,66,25191,1494,0,12152,0,12872,632,1221,7.4999999999999997E-2,0.129,0]
["123_22",123,1,"123_1",297,13,11,22,492.1,0,1985,1994,66,23180,1326,0,12080,0,9610,1471,1293,7.9000000000000001E-2,0.3,0]
["123_23",123,2,"123_2",297,13,11,23,55.7,0,1985,1994,66,19280,1111,0,12080,452,5307,1476,1293,7.9000000000000001E-2,0.30099999999999999,0]
["124_7",124,1,"124_1",297,13,12,7,313.39999999999998,0,1985,1994,66,17221,3369,0,12103,0,5676,96,1270,7.8E-2,0.02,0]
["124_8",124,2,"124_2",297,13,12,8,333.6,0,1985,1994,66,20012,1291,0,12083,0,8901,60,1290,7.9000000000000001E-2,1.2E-2,0]
["124_9",124,3,"124_3",297,13,12,9,335.6,0,1985,1994,66,22105,1396,0,12081,0,11010,44,1292,7.9000000000000001E-2,8.9999999999999993E-3,0]
["124_10",124,4,"124_4",297,13,12,10,336.7,0,1985,1994,66,23622,1470,0,12080,0,12497,74,1293,7.9000000000000001E-2,1.4999999999999999E-2,0]
["124_11",124,5,"124_5",297,13,12,11,336.7,0,1985,1994,66,24548,1488,0,12080,0,12849,118,1293,7.9000000000000001E-2,2.4E-2,0]
["124_12",124,6,"124_6",297,13,12,12,350.4,0,1985,1994,66,24880,1501,0,12066,0,13124,175,1307,0.08,3.5999999999999997E-2,0]
["124_13",124,7,"124_7",297,13,12,13,389.3,0,1985,1994,66,25091,1502,0,12027,0,13209,168,1346,8.2000000000000003E-2,3.4000000000000002E-2,0]
["124_14",124,8,"124_8",297,13,12,14,163,0,1985,1994,66,25282,1529,0,12254,0,13422,147,1119,6.8000000000000005E-2,0.03,0]
["124_15",124,9,"124_9",297,13,12,15,160.6,0,1985,1994,66,25330,1532,0,12256,0,13489,128,1117,6.8000000000000005E-2,2.5999999999999999E-2,0]
["124_16",124,10,"124_10",297,13,12,16,160.6,0,1985,1994,66,25367,1535,0,12256,0,13547,107,1117,6.8000000000000005E-2,2.1999999999999999E-2,0]
["124_17",124,11,"124_11",297,13,12,17,160.6,0,1985,1994,66,25503,1551,0,12256,0,13855,68,1117,6.8000000000000005E-2,1.4E-2,0]
["124_18",124,12,"124_12",297,13,12,18,160.4,0,1985,1994,66,25499,1577,0,12256,0,14388,60,1117,6.8000000000000005E-2,1.2E-2,0]
["124_19",124,13,"124_13",297,13,12,19,151.5,0,1985,1994,66,24893,1548,0,12265,0,13792,49,1108,6.8000000000000005E-2,0.01,0]
["124_20",124,14,"124_14",297,13,12,20,151.5,0,1985,1994,66,24678,1539,0,12265,0,13601,26,1108,6.8000000000000005E-2,5.0000000000000001E-3,0]
["124_21",124,15,"124_15",297,13,12,21,151.5,0,1985,1994,66,25209,1533,0,12265,0,13493,3,1108,6.8000000000000005E-2,1E-3,0]
["124_22",124,16,"124_16",297,13,12,22,151.5,0,1985,1994,66,23271,1425,0,12265,0,11326,1,1108,6.8000000000000005E-2,0,0]
["125_18",125,1,"125_1",297,13,13,18,198.4,0,1985,1994,66,23392,1370,0,10982,0,12018,235,2391,0.14599999999999999,4.8000000000000001E-2,0]
["125_19",125,2,"125_2",297,13,13,19,583.70000000000005,0,1985,1994,66,22888,1326,0,10982,0,11154,210,2391,0.14599999999999999,4.2999999999999997E-2,0]
["125_20",125,3,"125_3",297,13,13,20,420.2,0,1985,1994,66,22774,1338,0,11145,0,11156,94,2228,0.13600000000000001,1.9E-2,0]
["125_21",125,4,"125_4",297,13,13,21,396.8,0,1985,1994,66,23261,1363,0,11168,0,11628,109,2204,0.13500000000000001,2.1999999999999999E-2,0]
["125_22",125,5,"125_5",297,13,13,22,565.29999999999995,0,1985,1994,66,21412,1244,0,11000,0,9487,401,2373,0.14499999999999999,8.2000000000000003E-2,0]
["125_23",125,6,"125_6",297,13,13,23,417,0,1985,1994,66,17781,1022,0,10902,0,5184,1368,2470,0.151,0.28000000000000003,0]
["126_9",126,1,"126_1",297,13,16,9,249.4,0,1985,1994,66,22652,1433,0,12236,0,11519,13,1137,6.9000000000000006E-2,3.0000000000000001E-3,0]
[{"$f":"CONCATENATE(B1452,\"_\",H1452)","v":"126_10"},{"$f":"IF(E1452=E1451,    (IF(F1452=F1451,    (IF(G1452=G1451,   (IF(H1452=H1451+1,B1451,B1451+1)), (IF(AND(G1452=G1451+1,H1452=1,H1451=24),B1451,B1451+1)))), B1451+1)), B1451+1)","v":126},{"$f":"IF(B1452=B1451,C1451+1,1)","v":2},{"$f":"CONCATENATE(B1452,\"_\",C1452)","v":"126_2"},297,13,16,10,722.4,0,1985,1994,66,23880,1463,0,11841,0,12682,0,1532,9.4E-2,0,0]
["126_11",126,3,"126_3",297,13,16,11,777.7,0,1985,1994,66,24663,1472,0,11786,0,12935,0,1587,9.7000000000000003E-2,0,0]
["126_12",126,4,"126_4",297,13,16,12,958.4,0,1985,1994,66,24907,1471,0,11605,0,13179,0,1768,0.108,0,0]
["126_13",126,5,"126_5",297,13,16,13,958.4,0,1985,1994,66,25089,1474,0,11605,0,13229,0,1768,0.108,0,0]
["126_14",126,6,"126_6",297,13,16,14,958.4,0,1985,1994,66,25275,1483,0,11605,0,13415,0,1768,0.108,0,0]
["126_15",126,7,"126_7",297,13,16,15,958.3,0,1985,1994,66,25294,1484,0,11605,0,13431,2,1768,0.108,1E-3,0]
["126_16",126,8,"126_8",297,13,16,16,958.2,0,1985,1994,66,25294,1483,0,11605,0,13405,28,1767,0.108,6.0000000000000001E-3,0]
["126_17",126,9,"126_9",297,13,16,17,958.2,0,1985,1994,66,25379,1492,0,11605,0,13594,57,1767,0.108,1.2E-2,0]
["126_18",126,10,"126_10",297,13,16,18,958.2,0,1985,1994,66,25389,1512,0,11605,0,13991,200,1767,0.108,4.1000000000000002E-2,0]
["126_19",126,11,"126_11",297,13,16,19,958.2,0,1985,1994,66,24967,1478,0,11605,0,13305,464,1767,0.108,9.5000000000000001E-2,0]
["126_20",126,12,"126_12",297,13,16,20,958.2,0,1985,1994,66,25027,1461,0,11605,0,12973,856,1767,0.108,0.17499999999999999,0]
["126_21",126,13,"126_13",297,13,16,21,741.9,0,1985,1994,66,25485,1439,0,11822,0,12221,1404,1551,9.5000000000000001E-2,0.28699999999999998,0]
["126_22",126,14,"126_14",297,13,16,22,428.2,0,1985,1994,66,23269,1326,0,12135,0,9523,1655,1237,7.5999999999999998E-2,0.33800000000000002,0]
["127_10",127,1,"127_1",299,13,9,10,600.1,0,1987,1996,68,24268,1485,0,11698,0,13331,4,1675,0.10199999999999999,1E-3,0]
["127_11",127,2,"127_2",299,13,9,11,808.1,0,1987,1996,68,25251,1499,0,11733,0,13544,1,1640,0.1,0,0]
["127_12",127,3,"127_3",299,13,9,12,808.1,0,1987,1996,68,25661,1519,0,11733,0,13956,0,1640,0.1,0,0]
["127_13",127,4,"127_4",299,13,9,13,808.1,0,1987,1996,68,25970,1528,0,11733,0,14128,4,1640,0.1,1E-3,0]
["127_14",127,5,"127_5",299,13,9,14,808.1,0,1987,1996,68,26247,1541,0,11733,0,14403,6,1640,0.1,1E-3,0]
["127_15",127,6,"127_6",299,13,9,15,157,0,1987,1996,68,26361,1593,0,12384,0,14514,9,989,0.06,2E-3,0]
["128_14",128,1,"128_1",306,13,11,14,12.2,0,1994,2003,75,26138,1577,0,12029,0,14698,103,1344,8.2000000000000003E-2,2.1000000000000001E-2,0]
["128_15",128,2,"128_2",306,13,11,15,303.89999999999998,0,1994,2003,75,26210,1559,0,11737,0,14749,124,1636,0.1,2.5000000000000001E-2,0]
["128_16",128,3,"128_3",306,13,11,16,313,0,1994,2003,75,26261,1562,0,11728,0,14820,103,1645,0.1,2.1000000000000001E-2,0]
["128_17",128,4,"128_4",306,13,11,17,457.9,0,1994,2003,75,26415,1568,0,11583,0,15148,62,1790,0.109,1.2999999999999999E-2,0]
["128_18",128,5,"128_5",306,13,11,18,457.9,0,1994,2003,75,26411,1595,0,11583,0,15684,52,1790,0.109,1.0999999999999999E-2,0]
["128_19",128,6,"128_6",306,13,11,19,457.9,0,1994,2003,75,25748,1562,0,11583,0,15034,39,1790,0.109,8.0000000000000002E-3,0]
["128_20",128,7,"128_7",306,13,11,20,441.8,0,1994,2003,75,25457,1549,0,11599,0,14749,33,1774,0.108,7.0000000000000001E-3,0]
["128_21",128,8,"128_8",306,13,11,21,403.4,0,1994,2003,75,26008,1547,0,11637,0,14650,21,1736,0.106,4.0000000000000001E-3,0]
["128_22",128,9,"128_9",306,13,11,22,403.4,0,1994,2003,75,24053,1435,0,11637,0,12408,77,1736,0.106,1.6E-2,0]
["129_10",129,1,"129_1",314,1,21,10,458.2,0,2002,1934,6,26421,1605,0,12300,0,14878,5,1064,6.5000000000000002E-2,1E-3,0]
["129_11",129,2,"129_2",314,1,21,11,805.1,0,2002,1934,6,25384,1516,0,12300,0,13100,2,1064,6.5000000000000002E-2,1E-3,0]
["129_12",129,3,"129_3",314,1,21,12,805.1,0,2002,1934,6,24124,1446,0,12300,0,11703,7,1064,6.5000000000000002E-2,1E-3,0]
["129_13",129,4,"129_4",314,1,21,13,805.1,0,2002,1934,6,23130,1390,0,12300,0,10572,12,1064,6.5000000000000002E-2,2E-3,0]
["129_14",129,5,"129_5",314,1,21,14,805.1,0,2002,1934,6,22388,1353,0,12300,0,9832,9,1064,6.5000000000000002E-2,2E-3,0]
["129_15",129,6,"129_6",314,1,21,15,553.70000000000005,0,2002,1934,6,21793,1341,0,12552,0,9239,7,813,0.05,2E-3,0]
["129_16",129,7,"129_7",314,1,21,16,297.3,0,2002,1934,6,21850,1361,0,12808,0,9294,9,556,3.4000000000000002E-2,2E-3,0]
["129_17",129,8,"129_8",314,1,21,17,297.3,0,2002,1934,6,23092,1429,0,12808,0,10652,25,556,3.4000000000000002E-2,5.0000000000000001E-3,0]
["129_18",129,9,"129_9",314,1,21,18,297.3,0,2002,1934,6,25090,1555,0,12808,0,13174,32,556,3.4000000000000002E-2,7.0000000000000001E-3,0]
["129_19",129,10,"129_10",314,1,21,19,297.3,0,2002,1934,6,26586,1626,0,12808,0,14597,104,556,3.4000000000000002E-2,2.1000000000000001E-2,0]
["129_20",129,11,"129_11",314,1,21,20,272.60000000000002,0,2002,1934,6,26984,1645,0,12833,0,14935,165,531,3.2000000000000001E-2,3.4000000000000002E-2,0]
["129_21",129,12,"129_12",314,1,21,21,229.5,0,2002,1934,6,25187,1532,0,12876,0,12620,152,488,0.03,3.1E-2,0]
["129_22",129,13,"129_13",314,1,21,22,229.5,0,2002,1934,6,22154,1372,0,12876,0,9411,52,488,0.03,1.0999999999999999E-2,0]
["130_14",130,1,"130_1",315,4,19,14,26.8,0,2003,1935,7,30524,2760,0,14175,2500,14077,100,1299,7.0000000000000007E-2,2.1000000000000001E-2,0]
["130_15",130,2,"130_2",315,4,19,15,1029.3,0,2003,1935,7,29686,2760,0,14175,2500,12216,121,1299,7.0000000000000007E-2,2.5000000000000001E-2,0]
["130_16",130,3,"130_3",315,4,19,16,1029.3,0,2003,1935,7,30203,2760,0,14175,2500,12758,96,1299,7.0000000000000007E-2,0.02,0]
["130_17",130,4,"130_4",315,4,19,17,1029.3,0,2003,1935,7,33176,2760,0,14175,2500,15843,117,1299,7.0000000000000007E-2,2.4E-2,0]
["130_18",130,5,"130_5",315,4,19,18,1030.7,0,2003,1935,7,37234,2760,0,14173,2500,20418,129,1300,7.0000000000000007E-2,2.7E-2,0]
["130_19",130,6,"130_6",315,4,19,19,1031.3,0,2003,1935,7,37828,2760,0,14173,2500,21045,96,1301,7.0000000000000007E-2,0.02,0]
["130_20",130,7,"130_7",315,4,19,20,1031.5,0,2003,1935,7,36448,2760,0,14173,2500,19692,69,1301,7.0000000000000007E-2,1.4E-2,0]
["130_21",130,8,"130_8",315,4,19,21,1031.5,0,2003,1935,7,34245,2760,0,14173,2500,16928,101,1301,7.0000000000000007E-2,2.1000000000000001E-2,0]
["130_22",130,9,"130_9",315,4,19,22,1031.5,0,2003,1935,7,30558,2760,0,14173,2500,13069,65,1301,7.0000000000000007E-2,1.2999999999999999E-2,0]
["130_23",130,10,"130_10",315,4,19,23,161.6,0,2003,1935,7,26063,2760,0,14173,3400,8144,84,1301,7.0000000000000007E-2,1.7000000000000001E-2,0]
["131_6",131,1,"131_1",315,4,20,6,1018.5,0,2003,1935,7,27451,3502,0,14689,3400,8052,190,785,4.2000000000000003E-2,3.9E-2,0]
["131_7",131,2,"131_2",315,4,20,7,1891.9,0,2003,1935,7,34969,3502,0,14686,2500,16413,98,788,4.2999999999999997E-2,0.02,0]
["131_8",131,3,"131_3",315,4,20,8,1894.7,0,2003,1935,7,39963,2760,0,14683,2500,21880,23,791,4.2999999999999997E-2,5.0000000000000001E-3,0]
["131_9",131,4,"131_4",315,4,20,9,1894.7,0,2003,1935,7,40453,2760,0,14683,2500,22350,43,791,4.2999999999999997E-2,8.9999999999999993E-3,0]
["131_10",131,5,"131_5",315,4,20,10,1894.7,0,2003,1935,7,39486,2760,0,14683,2500,21375,50,791,4.2999999999999997E-2,0.01,0]
["131_11",131,6,"131_6",315,4,20,11,1894.7,0,2003,1935,7,37978,2760,0,14683,2500,19849,69,791,4.2999999999999997E-2,1.4E-2,0]
["131_12",131,7,"131_7",315,4,20,12,1894.7,0,2003,1935,7,35947,2760,0,14683,2500,17438,52,791,4.2999999999999997E-2,1.0999999999999999E-2,0]
["131_13",131,8,"131_8",315,4,20,13,1894.7,0,2003,1935,7,34181,2760,0,14683,2500,15557,34,791,4.2999999999999997E-2,7.0000000000000001E-3,0]
["131_14",131,9,"131_9",315,4,20,14,1894.1,0,2003,1935,7,32798,2760,0,14683,2500,13990,86,790,4.2999999999999997E-2,1.7999999999999999E-2,0]
["131_15",131,10,"131_10",315,4,20,15,1888.4,0,2003,1935,7,31868,2760,0,14689,2500,12945,201,785,4.2000000000000003E-2,4.1000000000000002E-2,0]
["131_16",131,11,"131_11",315,4,20,16,1888.4,0,2003,1935,7,32396,2760,0,14689,2500,13518,155,785,4.2000000000000003E-2,3.2000000000000001E-2,0]
["131_17",131,12,"131_12",315,4,20,17,1888.4,0,2003,1935,7,35541,2760,0,14689,2500,16793,158,785,4.2000000000000003E-2,3.2000000000000001E-2,0]
["131_18",131,13,"131_13",315,4,20,18,1888.4,0,2003,1935,7,39922,2760,0,14689,2500,21785,76,785,4.2000000000000003E-2,1.6E-2,0]
[{"$f":"CONCATENATE(B1516,\"_\",H1516)","v":"131_19"},{"$f":"IF(E1516=E1515,    (IF(F1516=F1515,    (IF(G1516=G1515,   (IF(H1516=H1515+1,B1515,B1515+1)), (IF(AND(G1516=G1515+1,H1516=1,H1515=24),B1515,B1515+1)))), B1515+1)), B1515+1)","v":131},{"$f":"IF(B1516=B1515,C1515+1,1)","v":14},{"$f":"CONCATENATE(B1516,\"_\",C1516)","v":"131_14"},315,4,20,19,1888.4,0,2003,1935,7,40625,2760,0,14689,2500,22540,24,785,4.2000000000000003E-2,5.0000000000000001E-3,0]
["131_20",131,15,"131_15",315,4,20,20,1403.4,0,2003,1935,7,39106,2760,0,15174,2500,21014,31,300,1.6E-2,7.0000000000000001E-3,0]
["131_21",131,16,"131_16",315,4,20,21,1358.4,0,2003,1935,7,36729,2760,0,15219,2500,18099,40,255,1.4E-2,8.0000000000000002E-3,0]
["131_22",131,17,"131_17",315,4,20,22,1358.4,0,2003,1935,7,32825,2760,0,15219,2500,14001,26,255,1.4E-2,5.0000000000000001E-3,0]
["131_23",131,18,"131_18",315,4,20,23,484.7,0,2003,1935,7,28073,2760,0,15223,3400,8853,11,251,1.4E-2,2E-3,0]
["132_11",132,1,"132_1",323,4,18,11,1214.8,0,1931,1943,15,37494,2760,0,14793,2500,19994,10,681,3.6999999999999998E-2,2E-3,0]
["132_12",132,2,"132_2",323,4,18,12,2674.5,0,1931,1943,15,35548,2760,0,14793,2500,16191,10,681,3.6999999999999998E-2,2E-3,0]
["132_13",132,3,"132_3",323,4,18,13,2674,0,1931,1943,15,33854,2760,0,14793,2500,14369,6,681,3.6999999999999998E-2,1E-3,0]
["132_14",132,4,"132_4",323,4,18,14,2670.2,0,1931,1943,15,32511,2760,0,14797,2500,12899,0,677,3.6999999999999998E-2,0,0]
["132_15",132,5,"132_5",323,4,18,15,2670.7,0,1931,1943,15,31621,2760,0,14796,2500,12008,0,677,3.6999999999999998E-2,0,0]
["132_16",132,6,"132_6",323,4,18,16,2671.3,0,1931,1943,15,32197,2760,0,14796,2500,12566,19,678,3.6999999999999998E-2,4.0000000000000001E-3,0]
["132_17",132,7,"132_7",323,4,18,17,2671.3,0,1931,1943,15,35437,2760,0,14796,2500,15900,58,678,3.6999999999999998E-2,1.2E-2,0]
["132_18",132,8,"132_8",323,4,18,18,2671.3,0,1931,1943,15,39768,2760,0,14796,2500,20715,103,678,3.6999999999999998E-2,2.1000000000000001E-2,0]
["132_19",132,9,"132_9",323,4,18,19,2565.6999999999998,0,1931,1943,15,40346,2760,0,14901,2500,21264,132,572,3.1E-2,2.7E-2,0]
["132_20",132,10,"132_10",323,4,18,20,2552.3000000000002,0,1931,1943,15,38922,2760,0,14915,2500,19781,191,559,0.03,3.9E-2,0]
["132_21",132,11,"132_11",323,4,18,21,2552.3000000000002,0,1931,1943,15,36589,2760,0,14915,2500,16962,148,559,0.03,0.03,0]
["132_22",132,12,"132_12",323,4,18,22,2553.4,0,1931,1943,15,32627,2760,0,14914,2500,12885,54,560,0.03,1.0999999999999999E-2,0]
["132_23",132,13,"132_13",323,4,18,23,2212.4,0,1931,1943,15,27794,2760,0,14385,3400,7691,5,1089,5.8999999999999997E-2,1E-3,0]
["133_18",133,1,"133_1",332,12,4,18,311.3,0,1940,1952,24,28679,1697,0,11993,0,17150,581,1380,8.4000000000000005E-2,0.11899999999999999,0]
["133_19",133,2,"133_2",332,12,4,19,1040.7,0,1940,1952,24,27738,1584,0,11876,0,15049,1129,1497,9.0999999999999998E-2,0.23100000000000001,0]
["133_20",133,3,"133_3",332,12,4,20,1037.0999999999999,0,1940,1952,24,26500,1501,0,11880,0,13397,1543,1493,9.0999999999999998E-2,0.315,0]
["133_21",133,4,"133_4",332,12,4,21,1002.8,0,1940,1952,24,26598,1469,0,11914,0,12699,1809,1459,8.8999999999999996E-2,0.37,0]
["133_22",133,5,"133_5",332,12,4,22,1003.4,0,1940,1952,24,25695,1394,0,11914,0,11205,2200,1459,8.8999999999999996E-2,0.44900000000000001,0]
["134_7",134,1,"134_1",333,1,21,7,37.200000000000003,0,1941,1953,25,22034,1785,0,10214,0,12483,124,3150,0.193,2.5000000000000001E-2,0]
["134_8",134,2,"134_2",333,1,21,8,35.700000000000003,0,1941,1953,25,25180,1516,0,10215,0,16009,141,3149,0.192,2.9000000000000001E-2,0]
["135_7",135,1,"135_1",341,12,3,7,64.3,0,1949,1961,33,17986,3376,0,11071,0,7460,349,2302,0.14099999999999999,7.0999999999999994E-2,0]
["135_8",135,2,"135_2",341,12,3,8,984.9,0,1949,1961,33,21070,1284,0,11067,0,10195,179,2305,0.14099999999999999,3.6999999999999998E-2,0]
["135_9",135,3,"135_3",341,12,3,9,991.9,0,1949,1961,33,23624,1418,0,11060,0,12875,53,2313,0.14099999999999999,1.0999999999999999E-2,0]
["135_10",135,4,"135_4",341,12,3,10,991.9,0,1949,1961,33,25602,1518,0,11060,0,14867,39,2313,0.14099999999999999,8.0000000000000002E-3,0]
["135_11",135,5,"135_5",341,12,3,11,994.9,0,1949,1961,33,26967,1567,0,11057,0,15854,20,2315,0.14099999999999999,4.0000000000000001E-3,0]
["135_12",135,6,"135_6",341,12,3,12,995.1,0,1949,1961,33,27672,1595,0,11057,0,16415,31,2316,0.14099999999999999,6.0000000000000001E-3,0]
["135_13",135,7,"135_7",341,12,3,13,995.1,0,1949,1961,33,28150,1612,0,11057,0,16760,32,2316,0.14099999999999999,7.0000000000000001E-3,0]
["135_14",135,8,"135_8",341,12,3,14,995.1,0,1949,1961,33,28491,1629,0,11057,0,17096,37,2316,0.14099999999999999,8.0000000000000002E-3,0]
["135_15",135,9,"135_9",341,12,3,15,973.8,0,1949,1961,33,28685,1637,0,11079,0,17233,94,2294,0.14000000000000001,1.9E-2,0]
["135_16",135,10,"135_10",341,12,3,16,861.1,0,1949,1961,33,28875,1652,0,11191,0,17367,150,2182,0.13300000000000001,3.1E-2,0]
["135_17",135,11,"135_11",341,12,3,17,861.1,0,1949,1961,33,29257,1667,0,11191,0,17667,364,2182,0.13300000000000001,7.4999999999999997E-2,0]
["135_18",135,12,"135_12",341,12,3,18,861.1,0,1949,1961,33,29294,1673,0,11191,0,17799,800,2182,0.13300000000000001,0.16300000000000001,0]
["135_19",135,13,"135_13",341,12,3,19,852.6,0,1949,1961,33,28355,1596,0,11200,0,16241,1418,2173,0.13300000000000001,0.28999999999999998,0]
["135_20",135,14,"135_14",341,12,3,20,852.1,0,1949,1961,33,27080,1496,0,11200,0,14246,2138,2173,0.13300000000000001,0.437,0]
["135_21",135,15,"135_15",341,12,3,21,842.1,0,1949,1961,33,27127,1448,0,11210,0,13258,2644,2163,0.13200000000000001,0.54,0]
["135_22",135,16,"135_16",341,12,3,22,841.4,0,1949,1961,33,26221,1391,0,11211,0,12126,2670,2162,0.13200000000000001,0.54500000000000004,0]
["136_7",136,1,"136_1",341,12,4,7,557.4,0,1949,1961,33,17676,3376,0,11644,0,6363,71,1729,0.106,1.4999999999999999E-2,0]
["136_8",136,2,"136_2",341,12,4,8,420.3,0,1949,1961,33,20707,1316,0,11781,0,9828,34,1592,9.7000000000000003E-2,7.0000000000000001E-3,0]
["136_9",136,3,"136_3",341,12,4,9,428.8,0,1949,1961,33,23277,1445,0,11773,0,12411,21,1600,9.8000000000000004E-2,4.0000000000000001E-3,0]
["136_10",136,4,"136_4",341,12,4,10,428.8,0,1949,1961,33,25265,1543,0,11773,0,14381,39,1600,9.8000000000000004E-2,8.0000000000000002E-3,0]
["136_11",136,5,"136_5",341,12,4,11,428.8,0,1949,1961,33,26615,1591,0,11773,0,15343,30,1600,9.8000000000000004E-2,6.0000000000000001E-3,0]
["136_12",136,6,"136_6",341,12,4,12,423.5,0,1949,1961,33,27302,1618,0,11778,0,15874,53,1595,9.7000000000000003E-2,1.0999999999999999E-2,0]
["136_13",136,7,"136_7",341,12,4,13,411.7,0,1949,1961,33,27764,1628,0,11790,0,16063,194,1583,9.7000000000000003E-2,0.04,0]
["136_14",136,8,"136_8",341,12,4,14,411.7,0,1949,1961,33,28094,1641,0,11790,0,16322,264,1583,9.7000000000000003E-2,5.3999999999999999E-2,0]
["136_15",136,9,"136_9",341,12,4,15,495.9,0,1949,1961,33,28283,1649,0,11705,0,16588,188,1667,0.10199999999999999,3.7999999999999999E-2,0]
["136_16",136,10,"136_10",341,12,4,16,1107.8,0,1949,1961,33,28469,1617,0,11094,0,16819,143,2279,0.13900000000000001,2.9000000000000001E-2,0]
["136_17",136,11,"136_11",341,12,4,17,1314.4,0,1949,1961,33,28844,1613,0,10887,0,17025,445,2486,0.152,9.0999999999999998E-2,0]
["136_18",136,12,"136_12",341,12,4,18,1314.4,0,1949,1961,33,28873,1636,0,10887,0,17472,556,2486,0.152,0.114,0]
["136_19",136,13,"136_13",341,12,4,19,1313.9,0,1949,1961,33,27926,1592,0,10888,0,16589,492,2485,0.152,0.10100000000000001,0]
["136_20",136,14,"136_14",341,12,4,20,1313.4,0,1949,1961,33,26679,1549,0,10888,0,15741,93,2485,0.152,1.9E-2,0]
["136_21",136,15,"136_15",341,12,4,21,1313.4,0,1949,1961,33,26778,1531,0,10888,0,15374,29,2485,0.152,6.0000000000000001E-3,0]
["136_22",136,16,"136_16",341,12,4,22,1313.4,0,1949,1961,33,25868,1469,0,10888,0,14139,155,2485,0.152,3.2000000000000001E-2,0]
["137_12",137,1,"137_1",341,14,28,12,572.70000000000005,0,1949,1961,33,23232,1378,0,10718,0,12556,65,2661,0.16200000000000001,1.2999999999999999E-2,0]
["137_13",137,2,"137_2",341,14,28,13,743.8,0,1949,1961,33,22741,1342,0,10707,0,11858,113,2672,0.16300000000000001,2.3E-2,0]
["137_14",137,3,"137_3",341,14,28,14,751.5,0,1949,1961,33,22397,1317,0,10699,0,11366,128,2680,0.16400000000000001,2.5999999999999999E-2,0]
["137_15",137,4,"137_4",341,14,28,15,649.9,0,1949,1961,33,21968,1310,0,10801,0,11082,116,2578,0.157,2.4E-2,0]
["137_16",137,5,"137_5",341,14,28,16,560,0,1949,1961,33,21756,1308,0,10891,0,10921,64,2488,0.152,1.2999999999999999E-2,0]
["137_17",137,6,"137_6",341,14,28,17,560,0,1949,1961,33,21882,1322,0,10891,0,11187,57,2488,0.152,1.2E-2,0]
["137_18",137,7,"137_7",341,14,28,18,560,0,1949,1961,33,22458,1379,0,10891,0,12339,10,2488,0.152,2E-3,0]
[{"$f":"CONCATENATE(B1580,\"_\",H1580)","v":"137_19"},{"$f":"IF(E1580=E1579,    (IF(F1580=F1579,    (IF(G1580=G1579,   (IF(H1580=H1579+1,B1579,B1579+1)), (IF(AND(G1580=G1579+1,H1580=1,H1579=24),B1579,B1579+1)))), B1579+1)), B1579+1)","v":137},{"$f":"IF(B1580=B1579,C1579+1,1)","v":8},{"$f":"CONCATENATE(B1580,\"_\",C1580)","v":"137_8"},341,14,28,19,560,0,1949,1961,33,23558,1435,0,10891,0,13447,2,2488,0.152,1E-3,0]
["137_20",137,9,"137_9",341,14,28,20,560,0,1949,1961,33,24942,1504,0,10891,0,14831,3,2488,0.152,1E-3,0]
["137_21",137,10,"137_10",341,14,28,21,560,0,1949,1961,33,24133,1430,0,10891,0,13361,1,2488,0.152,0,0]
["137_22",137,11,"137_11",341,14,28,22,560,0,1949,1961,33,21070,1264,0,10891,0,10038,0,2488,0.152,0,0]
["138_7",138,1,"138_1",341,14,30,7,309.39999999999998,0,1949,1961,33,20514,2381,0,10894,0,10251,5,2485,0.152,1E-3,0]
["138_8",138,2,"138_2",341,14,30,8,971.7,0,1949,1961,33,23530,1413,0,10892,0,13002,6,2487,0.152,1E-3,0]
["138_9",138,3,"138_3",341,14,30,9,971.7,0,1949,1961,33,24173,1445,0,10892,0,13646,5,2487,0.152,1E-3,0]
["138_10",138,4,"138_4",341,14,30,10,971.7,0,1949,1961,33,24147,1444,0,10892,0,13624,2,2487,0.152,1E-3,0]
["138_11",138,5,"138_5",341,14,30,11,971.7,0,1949,1961,33,23846,1402,0,10892,0,12792,3,2487,0.152,1E-3,0]
["138_12",138,6,"138_6",341,14,30,12,971.7,0,1949,1961,33,23181,1362,0,10892,0,11996,2,2487,0.152,1E-3,0]
["138_13",138,7,"138_7",341,14,30,13,971.7,0,1949,1961,33,22614,1334,0,10892,0,11429,1,2487,0.152,0,0]
["138_14",138,8,"138_8",341,14,30,14,971.7,0,1949,1961,33,22205,1306,0,10892,0,10877,12,2487,0.152,3.0000000000000001E-3,0]
["138_15",138,9,"138_9",341,14,30,15,971.7,0,1949,1961,33,21734,1289,0,10892,0,10533,17,2487,0.152,4.0000000000000001E-3,0]
["138_16",138,10,"138_10",341,14,30,16,971.7,0,1949,1961,33,21519,1279,0,10892,0,10326,9,2487,0.152,2E-3,0]
["138_17",138,11,"138_11",341,14,30,17,971.7,0,1949,1961,33,21691,1292,0,10892,0,10589,51,2487,0.152,1.0999999999999999E-2,0]
["138_18",138,12,"138_12",341,14,30,18,1110.0999999999999,0,1949,1961,33,22344,1339,0,10754,0,11716,107,2625,0.16,2.1999999999999999E-2,0]
["138_19",138,13,"138_13",341,14,30,19,1204.8,0,1949,1961,33,23517,1386,0,10659,0,12792,204,2720,0.16600000000000001,4.2000000000000003E-2,0]
["138_20",138,14,"138_14",341,14,30,20,1204.8,0,1949,1961,33,24898,1452,0,10659,0,14110,266,2720,0.16600000000000001,5.5E-2,0]
["138_21",138,15,"138_15",341,14,30,21,1167.4000000000001,0,1949,1961,33,23993,1376,0,10696,0,12544,265,2682,0.16400000000000001,5.3999999999999999E-2,0]
["138_22",138,16,"138_16",341,14,30,22,1162.4000000000001,0,1949,1961,33,20959,1218,0,10701,0,9372,142,2677,0.16300000000000001,2.9000000000000001E-2,0]
["139_18",139,1,"139_1",345,3,17,18,0,896,1953,1965,37,46257,2891,0,14206,2500,30408,40,1238,6.7000000000000004E-2,8.0000000000000002E-3,0]
["140_20",140,1,"140_1",369,14,16,20,6.6,0,1977,1989,61,24376,1433,0,11466,0,12610,1635,1913,0.11700000000000001,0.33400000000000002,0]
["140_21",140,2,"140_2",369,14,16,21,171.1,0,1977,1989,61,24239,1373,0,11466,0,11408,1874,1913,0.11700000000000001,0.38300000000000001,0]
["140_22",140,3,"140_3",369,14,16,22,5.3,0,1977,1989,61,21487,1222,0,11466,0,8393,2042,1913,0.11700000000000001,0.41699999999999998,0]
["141_12",141,1,"141_1",369,14,23,12,258.3,0,1977,1989,61,23332,1410,0,11464,0,12157,133,1915,0.11700000000000001,2.7E-2,0]
["141_13",141,2,"141_2",369,14,23,13,875.3,0,1977,1989,61,22937,1359,0,11485,0,11098,159,1894,0.11600000000000001,3.3000000000000002E-2,0]
["141_14",141,3,"141_3",369,14,23,14,857.8,0,1977,1989,61,22666,1338,0,11485,0,10690,182,1894,0.11600000000000001,3.6999999999999998E-2,0]
["141_15",141,4,"141_4",369,14,23,15,843.2,0,1977,1989,61,22287,1326,0,11485,0,10450,190,1894,0.11600000000000001,3.9E-2,0]
["141_16",141,5,"141_5",369,14,23,16,1059.2,0,1977,1989,61,22066,1300,0,11256,0,10242,189,2123,0.13,3.9E-2,0]
["141_17",141,6,"141_6",369,14,23,17,1086.3,0,1977,1989,61,22077,1308,0,11240,0,10421,143,2139,0.13100000000000001,2.9000000000000001E-2,0]
["141_18",141,7,"141_7",369,14,23,18,1125.2,0,1977,1989,61,22434,1350,0,11235,0,11274,143,2144,0.13100000000000001,2.9000000000000001E-2,0]
["141_19",141,8,"141_8",369,14,23,19,1125.2,0,1977,1989,61,23282,1384,0,11235,0,11944,321,2144,0.13100000000000001,6.6000000000000003E-2,0]
["141_20",141,9,"141_9",369,14,23,20,1125.2,0,1977,1989,61,24602,1457,0,11235,0,13409,176,2144,0.13100000000000001,3.5999999999999997E-2,0]
["141_21",141,10,"141_10",369,14,23,21,1125.2,0,1977,1989,61,24086,1405,0,11235,0,12370,37,2144,0.13100000000000001,8.0000000000000002E-3,0]
["141_22",141,11,"141_11",369,14,23,22,1023,0,1977,1989,61,21153,1252,0,11235,0,9302,12,2144,0.13100000000000001,2E-3,0]
["142_7",142,1,"142_1",371,3,21,7,1773.5,0,1979,1991,63,35284,3667,0,14091,2500,16840,580,1360,7.3999999999999996E-2,0.11799999999999999,0]
["142_8",142,2,"142_2",371,3,21,8,2290.5,0,1979,1991,63,40398,2891,0,14091,2500,21995,419,1360,7.3999999999999996E-2,8.5999999999999993E-2,0]
["142_9",142,3,"142_3",371,3,21,9,2290.5,0,1979,1991,63,41555,2891,0,14091,2500,23170,401,1360,7.3999999999999996E-2,8.2000000000000003E-2,0]
["142_10",142,4,"142_4",371,3,21,10,2291,0,1979,1991,63,41127,2891,0,14091,2500,22753,390,1360,7.3999999999999996E-2,0.08,0]
["142_11",142,5,"142_5",371,3,21,11,2293.4,0,1979,1991,63,39914,2891,0,14088,2500,21155,245,1363,7.3999999999999996E-2,0.05,0]
["142_12",142,6,"142_6",371,3,21,12,2314.1999999999998,0,1979,1991,63,38032,2891,0,14067,2500,18932,454,1383,7.4999999999999997E-2,9.2999999999999999E-2,0]
["142_13",142,7,"142_7",371,3,21,13,2318.3000000000002,0,1979,1991,63,36372,2891,0,14063,2500,17080,514,1388,7.4999999999999997E-2,0.105,0]
["142_14",142,8,"142_8",371,3,21,14,2316.9,0,1979,1991,63,35033,2891,0,14065,2500,15676,579,1386,7.4999999999999997E-2,0.11799999999999999,0]
["142_15",142,9,"142_9",371,3,21,15,2316.9,0,1979,1991,63,34338,2891,0,14065,2500,15185,506,1386,7.4999999999999997E-2,0.10299999999999999,0]
["142_16",142,10,"142_10",371,3,21,16,2316.9,0,1979,1991,63,35419,2891,0,14065,2500,16270,503,1386,7.4999999999999997E-2,0.10299999999999999,0]
["142_17",142,11,"142_11",371,3,21,17,2316.9,0,1979,1991,63,40095,2891,0,14065,2500,21119,462,1386,7.4999999999999997E-2,9.4E-2,0]
["142_18",142,12,"142_12",371,3,21,18,2316.9,0,1979,1991,63,44156,2891,0,14065,2500,25870,302,1386,7.4999999999999997E-2,6.2E-2,0]
["142_19",142,13,"142_13",371,3,21,19,2316.9,0,1979,1991,63,43125,2891,0,14065,2500,24912,229,1386,7.4999999999999997E-2,4.7E-2,0]
["142_20",142,14,"142_14",371,3,21,20,2316.9,0,1979,1991,63,41382,2891,0,14065,2500,23192,206,1386,7.4999999999999997E-2,4.2000000000000003E-2,0]
["142_21",142,15,"142_15",371,3,21,21,2316.9,0,1979,1991,63,39130,2891,0,14065,2500,20309,175,1386,7.4999999999999997E-2,3.5999999999999997E-2,0]
["142_22",142,16,"142_16",371,3,21,22,2308.1,0,1979,1991,63,35126,2891,0,14074,2500,16236,94,1377,7.4999999999999997E-2,1.9E-2,0]
["142_23",142,17,"142_17",371,3,21,23,1443.8,0,1979,1991,63,30011,2891,0,14070,3400,10818,14,1381,7.4999999999999997E-2,3.0000000000000001E-3,0]
["143_6",143,1,"143_1",371,3,22,6,2111.3000000000002,0,1979,1991,63,28117,3667,0,14014,3400,8200,126,1437,7.8E-2,2.5999999999999999E-2,0]
["143_7",143,2,"143_2",371,3,22,7,3004.8,0,1979,1991,63,35107,3667,0,14014,2500,16011,78,1437,7.8E-2,1.6E-2,0]
["143_8",143,3,"143_3",371,3,22,8,3004.8,0,1979,1991,63,40207,2891,0,14014,2500,21552,34,1437,7.8E-2,7.0000000000000001E-3,0]
["143_9",143,4,"143_4",371,3,22,9,3004.8,0,1979,1991,63,41461,2891,0,14014,2500,22824,16,1437,7.8E-2,3.0000000000000001E-3,0]
["143_10",143,5,"143_5",371,3,22,10,3004.8,0,1979,1991,63,41100,2891,0,14014,2500,22460,19,1437,7.8E-2,4.0000000000000001E-3,0]
["143_11",143,6,"143_6",371,3,22,11,3004.8,0,1979,1991,63,39902,2891,0,14014,2500,20746,5,1437,7.8E-2,1E-3,0]
["143_12",143,7,"143_7",371,3,22,12,2993.7,0,1979,1991,63,38015,2891,0,14025,2500,18719,13,1426,7.6999999999999999E-2,3.0000000000000001E-3,0]
["143_13",143,8,"143_8",371,3,22,13,2979.8,0,1979,1991,63,36337,2891,0,14039,2500,16906,16,1412,7.6999999999999999E-2,3.0000000000000001E-3,0]
["143_14",143,9,"143_9",371,3,22,14,2979.8,0,1979,1991,63,34979,2891,0,14039,2500,15530,34,1412,7.6999999999999999E-2,7.0000000000000001E-3,0]
["143_15",143,10,"143_10",371,3,22,15,2979.8,0,1979,1991,63,34269,2891,0,14039,2500,14914,71,1412,7.6999999999999999E-2,1.4999999999999999E-2,0]
["143_16",143,11,"143_11",371,3,22,16,2979.7,0,1979,1991,63,35333,2891,0,14039,2500,15970,79,1412,7.6999999999999999E-2,1.6E-2,0]
["143_17",143,12,"143_12",371,3,22,17,2979.8,0,1979,1991,63,39972,2891,0,14039,2500,20756,65,1412,7.6999999999999999E-2,1.2999999999999999E-2,0]
[{"$f":"CONCATENATE(B1644,\"_\",H1644)","v":"143_18"},{"$f":"IF(E1644=E1643,    (IF(F1644=F1643,    (IF(G1644=G1643,   (IF(H1644=H1643+1,B1643,B1643+1)), (IF(AND(G1644=G1643+1,H1644=1,H1643=24),B1643,B1643+1)))), B1643+1)), B1643+1)","v":143},{"$f":"IF(B1644=B1643,C1643+1,1)","v":13},{"$f":"CONCATENATE(B1644,\"_\",C1644)","v":"143_13"},371,3,22,18,2979.7,0,1979,1991,63,44007,2891,0,14039,2500,25335,51,1412,7.6999999999999999E-2,1.0999999999999999E-2,0]
["143_19",143,14,"143_14",371,3,22,19,2984.9,0,1979,1991,63,42985,2891,0,14034,2500,24295,69,1417,7.6999999999999999E-2,1.4E-2,0]
["143_20",143,15,"143_15",371,3,22,20,2989.4,0,1979,1991,63,41277,2891,0,14029,2500,22620,36,1422,7.6999999999999999E-2,7.0000000000000001E-3,0]
["143_21",143,16,"143_16",371,3,22,21,2989.4,0,1979,1991,63,39040,2891,0,14029,2500,19748,9,1422,7.6999999999999999E-2,2E-3,0]
["143_22",143,17,"143_17",371,3,22,22,2989.4,0,1979,1991,63,35063,2891,0,14029,2500,15629,1,1422,7.6999999999999999E-2,0,0]
["143_23",143,18,"143_18",371,3,22,23,2121.5,0,1979,1991,63,30002,2891,0,14029,3400,10184,1,1422,7.6999999999999999E-2,0,0]
["144_10",144,1,"144_1",371,3,23,10,15.1,0,1979,1991,63,38092,2891,0,13785,2500,22686,3,1666,0.09,1E-3,0]
["144_11",144,2,"144_2",371,3,23,11,224.4,0,1979,1991,63,37003,2891,0,13784,2500,20862,1,1667,0.09,0,0]
["144_12",144,3,"144_3",371,3,23,12,224.4,0,1979,1991,63,35251,2891,0,13784,2500,18953,25,1667,0.09,5.0000000000000001E-3,0]
["144_13",144,4,"144_4",371,3,23,13,209.6,0,1979,1991,63,33674,2891,0,13798,2500,17192,77,1653,0.09,1.6E-2,0]
["144_14",144,5,"144_5",371,3,23,14,159.9,0,1979,1991,63,32395,2891,0,13848,2500,15913,77,1603,8.6999999999999994E-2,1.6E-2,0]
["144_15",144,6,"144_6",371,3,23,15,96,0,1979,1991,63,31718,2891,0,13912,2500,15372,73,1539,8.3000000000000004E-2,1.4999999999999999E-2,0]
["144_16",144,7,"144_7",371,3,23,16,96.3,0,1979,1991,63,32685,2891,0,13912,2500,16235,178,1539,8.3000000000000004E-2,3.5999999999999997E-2,0]
["144_17",144,8,"144_8",371,3,23,17,50.7,0,1979,1991,63,36943,2891,0,13957,2500,20612,190,1494,8.1000000000000003E-2,3.9E-2,0]
["144_18",144,9,"144_9",371,3,23,18,37.5,0,1979,1991,63,40659,2891,0,13970,2500,24915,133,1480,0.08,2.7E-2,0]
["144_19",144,10,"144_10",371,3,23,19,37.5,0,1979,1991,63,39722,2891,0,13970,2500,23931,180,1480,0.08,3.6999999999999998E-2,0]
["144_20",144,11,"144_11",371,3,23,20,37.5,0,1979,1991,63,38164,2891,0,13970,2500,22058,496,1480,0.08,0.10100000000000001,0]
["144_21",144,12,"144_12",371,3,23,21,37.5,0,1979,1991,63,36096,2891,0,13970,2500,19094,729,1480,0.08,0.14899999999999999,0]
["144_22",144,13,"144_13",371,3,23,22,37.5,0,1979,1991,63,32434,2891,0,13970,2500,14666,1346,1480,0.08,0.27500000000000002,0]
["145_20",145,1,"145_1",377,12,4,20,38.9,0,1985,1997,69,25994,1533,0,12777,0,12778,1756,596,3.5999999999999997E-2,0.35899999999999999,0]
["145_21",145,2,"145_2",377,12,4,21,864,0,1985,1997,69,26090,1443,0,12777,0,10962,2313,596,3.5999999999999997E-2,0.47299999999999998,0]
["145_22",145,3,"145_3",377,12,4,22,864,0,1985,1997,69,25204,1383,0,12777,0,9772,2418,596,3.5999999999999997E-2,0.49399999999999999,0]
["146_7",146,1,"146_1",377,12,5,7,935.2,0,1985,1997,69,17465,3376,0,11775,0,5540,174,1597,9.8000000000000004E-2,3.5999999999999997E-2,0]
["146_8",146,2,"146_2",377,12,5,8,891.8,0,1985,1997,69,20475,1274,0,11819,0,8933,188,1554,9.5000000000000001E-2,3.7999999999999999E-2,0]
["146_9",146,3,"146_3",377,12,5,9,651.20000000000005,0,1985,1997,69,23096,1422,0,12059,0,11556,186,1313,0.08,3.7999999999999999E-2,0]
["146_10",146,4,"146_4",377,12,5,10,646.79999999999995,0,1985,1997,69,25119,1529,0,12064,0,13698,67,1309,0.08,1.4E-2,0]
["146_11",146,5,"146_5",377,12,5,11,646.79999999999995,0,1985,1997,69,26469,1580,0,12064,0,14703,14,1309,0.08,3.0000000000000001E-3,0]
["146_12",146,6,"146_6",377,12,5,12,532.5,0,1985,1997,69,27147,1615,0,12178,0,15252,11,1195,7.2999999999999995E-2,2E-3,0]
["146_13",146,7,"146_7",377,12,5,13,501.8,0,1985,1997,69,27591,1633,0,12209,0,15568,7,1164,7.0999999999999994E-2,2E-3,0]
["146_14",146,8,"146_8",377,12,5,14,501.8,0,1985,1997,69,27908,1648,0,12209,0,15868,24,1164,7.0999999999999994E-2,5.0000000000000001E-3,0]
["146_15",146,9,"146_9",377,12,5,15,501.8,0,1985,1997,69,28088,1649,0,12209,0,15881,190,1164,7.0999999999999994E-2,3.9E-2,0]
["146_16",146,10,"146_10",377,12,5,16,501.8,0,1985,1997,69,28268,1624,0,12209,0,15391,861,1164,7.0999999999999994E-2,0.17599999999999999,0]
["146_17",146,11,"146_11",377,12,5,17,502.2,0,1985,1997,69,28635,1611,0,12209,0,15136,1615,1164,7.0999999999999994E-2,0.33,0]
["146_18",146,12,"146_12",377,12,5,18,505.5,0,1985,1997,69,28657,1608,0,12205,0,15074,2229,1168,7.0999999999999994E-2,0.45500000000000002,0]
["146_19",146,13,"146_13",377,12,5,19,505.5,0,1985,1997,69,27694,1557,0,12205,0,14051,2289,1168,7.0999999999999994E-2,0.46800000000000003,0]
["146_20",146,14,"146_14",377,12,5,20,505.5,0,1985,1997,69,26463,1481,0,12205,0,12528,2581,1168,7.0999999999999994E-2,0.52700000000000002,0]
["146_21",146,15,"146_15",377,12,5,21,505.5,0,1985,1997,69,26607,1446,0,12205,0,11836,2887,1168,7.0999999999999994E-2,0.59,0]
["146_22",146,16,"146_16",377,12,5,22,505.5,0,1985,1997,69,25681,1377,0,12205,0,10454,3143,1168,7.0999999999999994E-2,0.64200000000000002,0]
["147_18",147,1,"147_1",377,12,11,18,671.4,0,1985,1997,69,27435,1656,0,12586,0,15496,38,787,4.8000000000000001E-2,8.0000000000000002E-3,0]
["147_19",147,2,"147_2",377,12,11,19,1083.7,0,1985,1997,69,26486,1588,0,12663,0,14031,65,710,4.2999999999999997E-2,1.2999999999999999E-2,0]
["147_20",147,3,"147_3",377,12,11,20,992.7,0,1985,1997,69,25441,1533,0,12754,0,12810,241,619,3.7999999999999999E-2,4.9000000000000002E-2,0]
["147_21",147,4,"147_4",377,12,11,21,992.7,0,1985,1997,69,25785,1508,0,12754,0,12300,565,619,3.7999999999999999E-2,0.115,0]
["147_22",147,5,"147_5",377,12,11,22,992.7,0,1985,1997,69,24592,1402,0,12754,0,10192,1280,619,3.7999999999999999E-2,0.26200000000000001,0]
["148_8",148,1,"148_1",377,12,12,8,401.3,0,1985,1997,69,20331,1323,0,13020,0,8222,44,353,2.1999999999999999E-2,8.9999999999999993E-3,0]
["148_9",148,2,"148_2",377,12,12,9,401.3,0,1985,1997,69,22800,1447,0,13020,0,10717,18,353,2.1999999999999999E-2,4.0000000000000001E-3,0]
["148_10",148,3,"148_3",377,12,12,10,401.3,0,1985,1997,69,24695,1542,0,13020,0,12619,10,353,2.1999999999999999E-2,2E-3,0]
["148_11",148,4,"148_4",377,12,12,11,401.3,0,1985,1997,69,25947,1585,0,13020,0,13478,6,353,2.1999999999999999E-2,1E-3,0]
["148_12",148,5,"148_5",377,12,12,12,401.3,0,1985,1997,69,26554,1609,0,13020,0,13959,0,353,2.1999999999999999E-2,0,0]
["148_13",148,6,"148_6",377,12,12,13,401.3,0,1985,1997,69,26971,1624,0,13020,0,14244,0,353,2.1999999999999999E-2,0,0]
["148_14",148,7,"148_7",377,12,12,14,401.3,0,1985,1997,69,27293,1640,0,13020,0,14562,4,353,2.1999999999999999E-2,1E-3,0]
["148_15",148,8,"148_8",377,12,12,15,401.3,0,1985,1997,69,27475,1649,0,13020,0,14743,5,353,2.1999999999999999E-2,1E-3,0]
["148_16",148,9,"148_9",377,12,12,16,401.3,0,1985,1997,69,27643,1657,0,13020,0,14916,0,353,2.1999999999999999E-2,0,0]
["148_17",148,10,"148_10",377,12,12,17,401.3,0,1985,1997,69,27977,1681,0,13020,0,15382,0,353,2.1999999999999999E-2,0,0]
["148_18",148,11,"148_11",377,12,12,18,401.3,0,1985,1997,69,28004,1708,0,13020,0,15939,0,353,2.1999999999999999E-2,0,0]
["148_19",148,12,"148_12",377,12,12,19,401.3,0,1985,1997,69,27028,1659,0,13020,0,14959,4,353,2.1999999999999999E-2,1E-3,0]
["148_20",148,13,"148_13",377,12,12,20,401.3,0,1985,1997,69,25986,1607,0,13020,0,13921,0,353,2.1999999999999999E-2,0,0]
["148_21",148,14,"148_14",377,12,12,21,403.3,0,1985,1997,69,26372,1600,0,13018,0,13777,0,354,2.1999999999999999E-2,0,0]
["148_22",148,15,"148_15",377,12,12,22,404,0,1985,1997,69,25125,1528,0,13018,0,12330,0,355,2.1999999999999999E-2,0,0]
["149_8",149,1,"149_1",377,12,13,8,630.20000000000005,0,1985,1997,69,19879,1225,0,13107,0,6155,1343,266,1.6E-2,0.27400000000000002,0]
["149_9",149,2,"149_2",377,12,13,9,630.20000000000005,0,1985,1997,69,22389,1358,0,13107,0,8801,1207,266,1.6E-2,0.247,0]
["149_10",149,3,"149_3",377,12,13,10,630.20000000000005,0,1985,1997,69,24308,1474,0,13107,0,11137,790,266,1.6E-2,0.161,0]
["149_11",149,4,"149_4",377,12,13,11,630.20000000000005,0,1985,1997,69,25549,1536,0,13107,0,12363,408,266,1.6E-2,8.3000000000000004E-2,0]
["149_12",149,5,"149_5",377,12,13,12,699,0,1985,1997,69,26136,1564,0,13038,0,13034,191,335,0.02,3.9E-2,0]
["149_13",149,6,"149_6",377,12,13,13,873.5,0,1985,1997,69,26525,1569,0,12864,0,13366,117,509,3.1E-2,2.4E-2,0]
[{"$f":"CONCATENATE(B1708,\"_\",H1708)","v":"149_14"},{"$f":"IF(E1708=E1707,    (IF(F1708=F1707,    (IF(G1708=G1707,   (IF(H1708=H1707+1,B1707,B1707+1)), (IF(AND(G1708=G1707+1,H1708=1,H1707=24),B1707,B1707+1)))), B1707+1)), B1707+1)","v":149},{"$f":"IF(B1708=B1707,C1707+1,1)","v":7},{"$f":"CONCATENATE(B1708,\"_\",C1708)","v":"149_7"},377,12,13,14,873.9,0,1985,1997,69,26821,1584,0,12863,0,13669,109,510,3.1E-2,2.1999999999999999E-2,0]
["149_15",149,8,"149_8",377,12,13,15,873.9,0,1985,1997,69,26989,1591,0,12863,0,13809,138,510,3.1E-2,2.8000000000000001E-2,0]
["149_16",149,9,"149_9",377,12,13,16,873.9,0,1985,1997,69,27149,1600,0,12863,0,13987,119,510,3.1E-2,2.4E-2,0]
["149_17",149,10,"149_10",377,12,13,17,761.3,0,1985,1997,69,27473,1629,0,12976,0,14420,142,397,2.4E-2,2.9000000000000001E-2,0]
["149_18",149,11,"149_11",377,12,13,18,719.8,0,1985,1997,69,27501,1661,0,13017,0,14989,131,356,2.1999999999999999E-2,2.7E-2,0]
["149_19",149,12,"149_12",377,12,13,19,711.1,0,1985,1997,69,26542,1614,0,13026,0,14046,116,347,2.1000000000000001E-2,2.4E-2,0]
["149_20",149,13,"149_13",377,12,13,20,692.2,0,1985,1997,69,25552,1568,0,13045,0,13092,79,328,0.02,1.6E-2,0]
["149_21",149,14,"149_14",377,12,13,21,687.3,0,1985,1997,69,25964,1564,0,13050,0,13009,45,323,0.02,8.9999999999999993E-3,0]
["149_22",149,15,"149_15",377,12,13,22,687.3,0,1985,1997,69,24697,1492,0,13050,0,11561,26,323,0.02,5.0000000000000001E-3,0]
["150_8",150,1,"150_1",377,13,4,8,563.1,0,1985,1997,69,20048,1225,0,11771,0,8017,1062,1602,9.8000000000000004E-2,0.217,0]
["150_9",150,2,"150_2",377,13,4,9,1009.5,0,1985,1997,69,22296,1334,0,11761,0,10218,673,1612,9.8000000000000004E-2,0.13800000000000001,0]
["150_10",150,3,"150_3",377,13,4,10,1000.6,0,1985,1997,69,23993,1438,0,11770,0,12278,311,1603,9.8000000000000004E-2,6.4000000000000001E-2,0]
["150_11",150,4,"150_4",377,13,4,11,984.5,0,1985,1997,69,25095,1481,0,11786,0,13113,48,1587,9.7000000000000003E-2,0.01,0]
["150_12",150,5,"150_5",377,13,4,12,984.5,0,1985,1997,69,25587,1507,0,11786,0,13643,10,1587,9.7000000000000003E-2,2E-3,0]
["150_13",150,6,"150_6",377,13,4,13,984.5,0,1985,1997,69,25933,1515,0,11786,0,13799,67,1587,9.7000000000000003E-2,1.4E-2,0]
["150_14",150,7,"150_7",377,13,4,14,981.5,0,1985,1997,69,26221,1531,0,11789,0,14114,40,1584,9.7000000000000003E-2,8.0000000000000002E-3,0]
["150_15",150,8,"150_8",377,13,4,15,980.2,0,1985,1997,69,26363,1538,0,11790,0,14253,44,1583,9.7000000000000003E-2,8.9999999999999993E-3,0]
["150_16",150,9,"150_9",377,13,4,16,980.2,0,1985,1997,69,26484,1543,0,11790,0,14361,56,1583,9.7000000000000003E-2,1.2E-2,0]
["150_17",150,10,"150_10",377,13,4,17,980.2,0,1985,1997,69,26737,1563,0,11790,0,14762,41,1583,9.7000000000000003E-2,8.0000000000000002E-3,0]
["150_18",150,11,"150_11",377,13,4,18,1166.7,0,1985,1997,69,26751,1579,0,11603,0,15335,12,1770,0.108,2E-3,0]
["150_19",150,12,"150_12",377,13,4,19,1208.9000000000001,0,1985,1997,69,25889,1533,0,11561,0,14476,8,1812,0.111,2E-3,0]
["150_20",150,13,"150_13",377,13,4,20,690,0,1985,1997,69,25181,1508,0,12080,0,13255,522,1293,7.9000000000000001E-2,0.107,0]
["150_21",150,14,"150_14",377,13,4,21,680.4,0,1985,1997,69,25702,1478,0,12090,0,12634,1001,1283,7.8E-2,0.20499999999999999,0]
["150_22",150,15,"150_15",377,13,4,22,680.6,0,1985,1997,69,24136,1375,0,12089,0,10577,1262,1283,7.8E-2,0.25800000000000001,0]
["151_7",151,1,"151_1",377,13,5,7,15.1,0,1985,1997,69,16661,2969,0,12375,0,5184,55,998,6.0999999999999999E-2,1.0999999999999999E-2,0]
["151_8",151,2,"151_2",377,13,5,8,46.2,0,1985,1997,69,19420,1282,0,12380,0,8316,44,993,6.0999999999999999E-2,8.9999999999999993E-3,0]
["151_9",151,3,"151_3",377,13,5,9,129.4,0,1985,1997,69,21682,1391,0,12297,0,10604,18,1076,6.6000000000000003E-2,4.0000000000000001E-3,0]
["151_10",151,4,"151_4",377,13,5,10,286.8,0,1985,1997,69,23381,1465,0,12139,0,12310,10,1234,7.4999999999999997E-2,2E-3,0]
["151_11",151,5,"151_5",377,13,5,11,284.2,0,1985,1997,69,24456,1493,0,12142,0,12860,6,1231,7.4999999999999997E-2,1E-3,0]
["151_12",151,6,"151_6",377,13,5,12,284.2,0,1985,1997,69,24921,1516,0,12142,0,13331,0,1231,7.4999999999999997E-2,0,0]
["151_13",151,7,"151_7",377,13,5,13,283.60000000000002,0,1985,1997,69,25231,1525,0,12142,0,13509,0,1231,7.4999999999999997E-2,0,0]
["151_14",151,8,"151_8",377,13,5,14,280.5,0,1985,1997,69,25486,1538,0,12145,0,13760,4,1227,7.4999999999999997E-2,1E-3,0]
["151_15",151,9,"151_9",377,13,5,15,284.60000000000002,0,1985,1997,69,25608,1544,0,12141,0,13881,5,1232,7.4999999999999997E-2,1E-3,0]
["151_16",151,10,"151_10",377,13,5,16,284.8,0,1985,1997,69,25716,1550,0,12141,0,13994,0,1232,7.4999999999999997E-2,0,0]
["151_17",151,11,"151_11",377,13,5,17,284.8,0,1985,1997,69,25953,1568,0,12141,0,14363,0,1232,7.4999999999999997E-2,0,0]
["151_18",151,12,"151_12",377,13,5,18,175.8,0,1985,1997,69,25966,1603,0,12250,0,14906,0,1123,6.9000000000000006E-2,0,0]
["151_19",151,13,"151_13",377,13,5,19,56.1,0,1985,1997,69,25145,1570,0,12370,0,14081,4,1003,6.0999999999999999E-2,1E-3,0]
["152_16",152,1,"152_1",377,13,16,16,6.9,0,1985,1997,69,25204,1544,0,12697,0,13108,95,675,4.1000000000000002E-2,1.9E-2,0]
["152_17",152,2,"152_2",377,13,16,17,6.9,0,1985,1997,69,25288,1553,0,12697,0,13288,132,675,4.1000000000000002E-2,2.7E-2,0]
["152_18",152,3,"152_3",377,13,16,18,13.5,0,1985,1997,69,25299,1569,0,12691,0,13611,349,682,4.2000000000000003E-2,7.0999999999999994E-2,0]
["152_19",152,4,"152_4",377,13,16,19,24,0,1985,1997,69,24878,1501,0,12680,0,12263,1276,693,4.2000000000000003E-2,0.26100000000000001,0]
["152_20",152,5,"152_5",377,13,16,20,24,0,1985,1997,69,24938,1477,0,12680,0,11784,1815,693,4.2000000000000003E-2,0.371,0]
["152_21",152,6,"152_6",377,13,16,21,24,0,1985,1997,69,25395,1469,0,12680,0,11625,1769,693,4.2000000000000003E-2,0.36099999999999999,0]
["152_22",152,7,"152_7",377,13,16,22,24,0,1985,1997,69,23187,1332,0,12680,0,8882,2073,693,4.2000000000000003E-2,0.42299999999999999,0]
["153_7",153,1,"153_1",384,12,12,7,940.2,0,1992,2004,76,17608,3376,0,11772,0,5814,41,1601,9.8000000000000004E-2,8.0000000000000002E-3,0]
["153_8",153,2,"153_2",384,12,12,8,892.1,0,1992,2004,76,20573,1287,0,11820,0,9187,30,1553,9.5000000000000001E-2,6.0000000000000001E-3,0]
["153_9",153,3,"153_3",384,12,12,9,1199.9000000000001,0,1992,2004,76,23072,1390,0,11512,0,11693,24,1861,0.114,5.0000000000000001E-3,0]
["153_10",153,4,"153_4",384,12,12,10,1275,0,1992,2004,76,24990,1481,0,11437,0,13607,27,1936,0.11799999999999999,6.0000000000000001E-3,0]
["153_11",153,5,"153_5",384,12,12,11,1275,0,1992,2004,76,26257,1524,0,11437,0,14474,30,1936,0.11799999999999999,6.0000000000000001E-3,0]
["153_12",153,6,"153_6",384,12,12,12,1398.3,0,1992,2004,76,26871,1537,0,11314,0,14911,75,2059,0.126,1.4999999999999999E-2,0]
["153_13",153,7,"153_7",384,12,12,13,1503.7,0,1992,2004,76,27293,1540,0,11208,0,15105,171,2165,0.13200000000000001,3.5000000000000003E-2,0]
["153_14",153,8,"153_8",384,12,12,14,1503.7,0,1992,2004,76,27619,1550,0,11208,0,15306,295,2165,0.13200000000000001,0.06,0]
["153_15",153,9,"153_9",384,12,12,15,1644.6,0,1992,2004,76,27803,1547,0,11067,0,15444,341,2306,0.14099999999999999,7.0000000000000007E-2,0]
["153_16",153,10,"153_10",384,12,12,16,1667,0,1992,2004,76,27973,1561,0,11045,0,15755,201,2328,0.14199999999999999,4.1000000000000002E-2,0]
["153_17",153,11,"153_11",384,12,12,17,1680.4,0,1992,2004,76,28311,1584,0,11031,0,16246,180,2342,0.14299999999999999,3.6999999999999998E-2,0]
["153_18",153,12,"153_12",384,12,12,18,1714,0,1992,2004,76,28339,1605,0,10998,0,16702,282,2375,0.14499999999999999,5.8000000000000003E-2,0]
["153_19",153,13,"153_13",384,12,12,19,1528.5,0,1992,2004,76,27351,1577,0,11183,0,15879,117,2190,0.13400000000000001,2.4E-2,0]
["153_20",153,14,"153_14",384,12,12,20,1033.2,0,1992,2004,76,26297,1562,0,11679,0,14881,60,1694,0.10299999999999999,1.2E-2,0]
["153_21",153,15,"153_15",384,12,12,21,1021.3,0,1992,2004,76,26688,1555,0,11691,0,14737,66,1682,0.10299999999999999,1.4E-2,0]
["153_22",153,16,"153_16",384,12,12,22,593.20000000000005,0,1992,2004,76,25425,1513,0,12119,0,13299,42,1254,7.6999999999999999E-2,8.9999999999999993E-3,0]
["154_12",154,1,"154_1",384,13,15,12,423.1,0,1992,2004,76,24467,1483,0,12159,0,12632,88,1214,7.3999999999999996E-2,1.7999999999999999E-2,0]
["154_13",154,2,"154_2",384,13,15,13,691,0,1992,2004,76,24669,1475,0,12161,0,12475,46,1212,7.3999999999999996E-2,8.9999999999999993E-3,0]
["154_14",154,3,"154_3",384,13,15,14,691,0,1992,2004,76,24862,1486,0,12161,0,12690,24,1212,7.3999999999999996E-2,5.0000000000000001E-3,0]
["154_15",154,4,"154_4",384,13,15,15,691,0,1992,2004,76,24893,1486,0,12161,0,12698,47,1212,7.3999999999999996E-2,0.01,0]
[{"$f":"CONCATENATE(B1772,\"_\",H1772)","v":"154_16"},{"$f":"IF(E1772=E1771,    (IF(F1772=F1771,    (IF(G1772=G1771,   (IF(H1772=H1771+1,B1771,B1771+1)), (IF(AND(G1772=G1771+1,H1772=1,H1771=24),B1771,B1771+1)))), B1771+1)), B1771+1)","v":154},{"$f":"IF(B1772=B1771,C1771+1,1)","v":5},{"$f":"CONCATENATE(B1772,\"_\",C1772)","v":"154_5"},384,13,15,16,691,0,1992,2004,76,24908,1486,0,12161,0,12689,71,1212,7.3999999999999996E-2,1.4999999999999999E-2,0]
["154_17",154,6,"154_6",384,13,15,17,685.8,0,1992,2004,76,25012,1495,0,12166,0,12870,126,1207,7.3999999999999996E-2,2.5999999999999999E-2,0]
["154_18",154,7,"154_7",384,13,15,18,681,0,1992,2004,76,25040,1519,0,12171,0,13346,208,1202,7.2999999999999995E-2,4.2999999999999997E-2,0]
["154_19",154,8,"154_8",384,13,15,19,681,0,1992,2004,76,24593,1483,0,12171,0,12623,484,1202,7.2999999999999995E-2,9.9000000000000005E-2,0]
["154_20",154,9,"154_9",384,13,15,20,681,0,1992,2004,76,24598,1465,0,12171,0,12260,851,1202,7.2999999999999995E-2,0.17399999999999999,0]
["154_21",154,10,"154_10",384,13,15,21,681,0,1992,2004,76,25070,1452,0,12171,0,12006,916,1202,7.2999999999999995E-2,0.187,0]
["154_22",154,11,"154_11",384,13,15,22,681,0,1992,2004,76,22926,1339,0,12171,0,9735,812,1202,7.2999999999999995E-2,0.16600000000000001,0]
["155_20",155,1,"155_1",399,13,4,20,249.2,0,2007,1942,14,25929,1590,0,11918,0,15115,12,1455,8.8999999999999996E-2,3.0000000000000001E-3,0]
["155_21",155,2,"155_2",399,13,4,21,249.2,0,2007,1942,14,26465,1581,0,11918,0,14942,59,1455,8.8999999999999996E-2,1.2E-2,0]
["155_22",155,3,"155_3",399,13,4,22,256.5,0,2007,1942,14,24853,1460,0,11911,0,12517,642,1462,8.8999999999999996E-2,0.13100000000000001,0]
["156_17",156,1,"156_1",406,14,8,17,405.3,0,1934,1949,21,23953,1438,0,11139,0,13160,62,2240,0.13700000000000001,1.2999999999999999E-2,0]
["156_18",156,2,"156_2",406,14,8,18,796.3,0,1934,1949,21,23991,1450,0,11356,0,13100,81,2023,0.124,1.7000000000000001E-2,0]
["156_19",156,3,"156_3",406,14,8,19,796.3,0,1934,1949,21,23993,1447,0,11356,0,13052,132,2023,0.124,2.7E-2,0]
["156_20",156,4,"156_4",406,14,8,20,806.1,0,1934,1949,21,24607,1476,0,11346,0,13628,169,2033,0.124,3.5000000000000003E-2,0]
["156_21",156,5,"156_5",406,14,8,21,636.9,0,1934,1949,21,24832,1465,0,11515,0,13179,181,1864,0.114,3.6999999999999998E-2,0]
["157_7",157,1,"157_1",409,4,1,7,1645,0,1937,1952,24,29675,3502,0,14124,2500,11946,79,1349,7.2999999999999995E-2,1.6E-2,0]
["157_8",157,2,"157_2",409,4,1,8,1645,0,1937,1952,24,34081,2760,0,14124,2500,16733,95,1349,7.2999999999999995E-2,0.02,0]
["157_9",157,3,"157_3",409,4,1,9,1645,0,1937,1952,24,35490,2760,0,14124,2500,18122,116,1349,7.2999999999999995E-2,2.4E-2,0]
["157_10",157,4,"157_4",409,4,1,10,1645,0,1937,1952,24,35397,2760,0,14124,2500,18009,136,1349,7.2999999999999995E-2,2.8000000000000001E-2,0]
["157_11",157,5,"157_5",409,4,1,11,1645,0,1937,1952,24,34418,2760,0,14124,2500,16958,208,1349,7.2999999999999995E-2,4.2999999999999997E-2,0]
["157_12",157,6,"157_6",409,4,1,12,1645,0,1937,1952,24,32768,2760,0,14124,2500,14896,222,1349,7.2999999999999995E-2,4.5999999999999999E-2,0]
["157_13",157,7,"157_7",409,4,1,13,1029.3,0,1937,1952,24,31231,2760,0,14740,2500,13274,175,734,0.04,3.5999999999999997E-2,0]
["157_14",157,8,"157_8",409,4,1,14,964.2,0,1937,1952,24,29975,2760,0,14805,2500,11923,138,669,3.5999999999999997E-2,2.8000000000000001E-2,0]
["157_15",157,9,"157_9",409,4,1,15,964.2,0,1937,1952,24,29259,2760,0,14805,2500,11268,76,669,3.5999999999999997E-2,1.6E-2,0]
["157_16",157,10,"157_10",409,4,1,16,964.2,0,1937,1952,24,30041,2760,0,14805,2500,12055,72,669,3.5999999999999997E-2,1.4999999999999999E-2,0]
["157_17",157,11,"157_11",409,4,1,17,964.2,0,1937,1952,24,33705,2760,0,14805,2500,15890,33,669,3.5999999999999997E-2,7.0000000000000001E-3,0]
["157_18",157,12,"157_12",409,4,1,18,739.2,0,1937,1952,24,37187,2760,0,15030,2500,19930,5,444,2.4E-2,1E-3,0]
["157_19",157,13,"157_13",409,4,1,19,729.2,0,1937,1952,24,36597,2760,0,15040,2500,19337,8,434,2.3E-2,2E-3,0]
["157_20",157,14,"157_14",409,4,1,20,729.2,0,1937,1952,24,35324,2760,0,15040,2500,18039,33,434,2.3E-2,7.0000000000000001E-3,0]
["157_21",157,15,"157_15",409,4,1,21,729.2,0,1937,1952,24,33377,2760,0,15040,2500,15551,45,434,2.3E-2,8.9999999999999993E-3,0]
["157_22",157,16,"157_16",409,4,1,22,729.2,0,1937,1952,24,29929,2760,0,15040,2500,11854,85,434,2.3E-2,1.7999999999999999E-2,0]
["158_8",158,1,"158_1",416,4,4,8,865.6,0,1944,1959,31,38144,2760,0,14126,2500,21138,531,1347,7.2999999999999995E-2,0.109,0]
["158_9",158,2,"158_2",416,4,4,9,2603.8000000000002,0,1944,1959,31,39182,2760,0,14126,2500,20459,511,1348,7.2999999999999995E-2,0.104,0]
["158_10",158,3,"158_3",416,4,4,10,2603.8000000000002,0,1944,1959,31,38743,2760,0,14126,2500,20144,387,1348,7.2999999999999995E-2,7.9000000000000001E-2,0]
["158_11",158,4,"158_4",416,4,4,11,2603.8000000000002,0,1944,1959,31,37600,2760,0,14126,2500,19061,327,1348,7.2999999999999995E-2,6.7000000000000004E-2,0]
["158_12",158,5,"158_5",416,4,4,12,2603.8000000000002,0,1944,1959,31,35809,2760,0,14126,2500,16999,201,1348,7.2999999999999995E-2,4.1000000000000002E-2,0]
["158_13",158,6,"158_6",416,4,4,13,2577.8000000000002,0,1944,1959,31,34207,2760,0,14126,2500,15384,107,1348,7.2999999999999995E-2,2.1999999999999999E-2,0]
["158_14",158,7,"158_7",416,4,4,14,2486.6,0,1944,1959,31,32911,2760,0,14126,2500,14061,93,1348,7.2999999999999995E-2,1.9E-2,0]
["158_15",158,8,"158_8",416,4,4,15,2972.4,0,1944,1959,31,32149,2760,0,13595,2500,13417,19,1878,0.10199999999999999,4.0000000000000001E-3,0]
["158_16",158,9,"158_9",416,4,4,16,3139.5,0,1944,1959,31,32978,2760,0,13482,2500,14190,22,1992,0.108,5.0000000000000001E-3,0]
["158_17",158,10,"158_10",416,4,4,17,3247.8,0,1944,1959,31,36876,2760,0,13482,2500,17956,178,1992,0.108,3.5999999999999997E-2,0]
["158_18",158,11,"158_11",416,4,4,18,3247.8,0,1944,1959,31,40783,2760,0,13482,2500,22347,224,1992,0.108,4.5999999999999999E-2,0]
["158_19",158,12,"158_12",416,4,4,19,3247.8,0,1944,1959,31,40337,2760,0,13482,2500,21937,188,1992,0.108,3.7999999999999999E-2,0]
["158_20",158,13,"158_13",416,4,4,20,3266.8,0,1944,1959,31,38987,2760,0,13463,2500,20529,246,2011,0.109,0.05,0]
["158_21",158,14,"158_14",416,4,4,21,3407.7,0,1944,1959,31,36803,2760,0,13322,2500,17736,325,2152,0.11600000000000001,6.6000000000000003E-2,0]
["158_22",158,15,"158_15",416,4,4,22,3276.4,0,1944,1959,31,32866,2760,0,13316,2500,13775,278,2158,0.11700000000000001,5.7000000000000002E-2,0]
["158_23",158,16,"158_16",416,4,4,23,2543.5,0,1944,1959,31,28039,2760,0,13316,3400,8466,213,2158,0.11700000000000001,4.3999999999999997E-2,0]
["159_7",159,1,"159_1",422,3,17,7,3435.9,0,1950,1965,37,36435,3667,0,13175,2500,17133,691,2276,0.123,0.14099999999999999,0]
["159_8",159,2,"159_2",422,3,17,8,3816.5,0,1950,1965,37,41790,2891,0,13345,2500,22414,612,2106,0.114,0.125,0]
["159_9",159,3,"159_3",422,3,17,9,3767.3,0,1950,1965,37,43305,2891,0,13394,2500,23964,577,2057,0.111,0.11799999999999999,0]
["159_10",159,4,"159_4",422,3,17,10,3760.2,0,1950,1965,37,43034,2891,0,13401,2500,23660,610,2050,0.111,0.125,0]
["159_11",159,5,"159_5",422,3,17,11,3638.3,0,1950,1965,37,41766,2891,0,13523,2500,21910,562,1928,0.104,0.115,0]
["159_12",159,6,"159_6",422,3,17,12,3472.1,0,1950,1965,37,39760,2891,0,13689,2500,19791,542,1761,9.5000000000000001E-2,0.111,0]
["159_13",159,7,"159_7",422,3,17,13,3118.2,0,1950,1965,37,37965,2891,0,14043,2500,17897,509,1408,7.5999999999999998E-2,0.104,0]
["159_14",159,8,"159_8",422,3,17,14,3114.9,0,1950,1965,37,36506,2891,0,14047,2500,16455,492,1404,7.5999999999999998E-2,0.10100000000000001,0]
["159_15",159,9,"159_9",422,3,17,15,2784.1,0,1950,1965,37,35769,2891,0,14377,2500,15770,572,1073,5.8000000000000003E-2,0.11700000000000001,0]
["159_16",159,10,"159_10",422,3,17,16,2584.9,0,1950,1965,37,36931,2891,0,14577,2500,16826,679,874,4.7E-2,0.13900000000000001,0]
["159_17",159,11,"159_11",422,3,17,17,2584.9,0,1950,1965,37,41941,2891,0,14577,2500,21888,759,874,4.7E-2,0.155,0]
["159_18",159,12,"159_12",422,3,17,18,2584.9,0,1950,1965,37,46257,2891,0,14577,2500,26634,859,874,4.7E-2,0.17599999999999999,0]
["159_19",159,13,"159_13",422,3,17,19,2584.9,0,1950,1965,37,45130,2891,0,14577,2500,25429,937,874,4.7E-2,0.191,0]
["159_20",159,14,"159_14",422,3,17,20,2584.9,0,1950,1965,37,43161,2891,0,14577,2500,23490,907,874,4.7E-2,0.185,0]
["159_21",159,15,"159_15",422,3,17,21,2595.4,0,1950,1965,37,40814,2891,0,14566,2500,20403,985,885,4.8000000000000001E-2,0.20100000000000001,0]
["159_22",159,16,"159_16",422,3,17,22,2479,0,1950,1965,37,36746,2891,0,14683,2500,16371,799,768,4.2000000000000003E-2,0.16300000000000001,0]
["159_23",159,17,"159_17",422,3,17,23,1207.0999999999999,0,1950,1965,37,31478,2891,0,15087,3400,10704,815,364,0.02,0.16600000000000001,0]
[{"$f":"CONCATENATE(B1836,\"_\",H1836)","v":"160_8"},{"$f":"IF(E1836=E1835,    (IF(F1836=F1835,    (IF(G1836=G1835,   (IF(H1836=H1835+1,B1835,B1835+1)), (IF(AND(G1836=G1835+1,H1836=1,H1835=24),B1835,B1835+1)))), B1835+1)), B1835+1)","v":160},{"$f":"IF(B1836=B1835,C1835+1,1)","v":1},{"$f":"CONCATENATE(B1836,\"_\",C1836)","v":"160_1"},422,3,18,8,386.7,0,1950,1965,37,37682,2891,0,15141,2500,20547,5,310,1.7000000000000001E-2,1E-3,0]
["160_9",160,2,"160_2",422,3,18,9,868.7,0,1950,1965,37,39156,2891,0,15144,2500,21528,12,307,1.7000000000000001E-2,3.0000000000000001E-3,0]
["160_10",160,3,"160_3",422,3,18,10,868.7,0,1950,1965,37,38988,2891,0,15144,2500,21361,12,307,1.7000000000000001E-2,2E-3,0]
["160_11",160,4,"160_4",422,3,18,11,856.8,0,1950,1965,37,37875,2891,0,15156,2500,19727,2,295,1.6E-2,1E-3,0]
["160_12",160,5,"160_5",422,3,18,12,839.8,0,1950,1965,37,36072,2891,0,15173,2500,17794,0,278,1.4999999999999999E-2,0,0]
["160_13",160,6,"160_6",422,3,18,13,839.8,0,1950,1965,37,34446,2891,0,15173,2500,16036,0,278,1.4999999999999999E-2,0,0]
["160_14",160,7,"160_7",422,3,18,14,839.8,0,1950,1965,37,33115,2891,0,15173,2500,14705,0,278,1.4999999999999999E-2,0,0]
["160_15",160,8,"160_8",422,3,18,15,928.8,0,1950,1965,37,32442,2891,0,15084,2500,14164,0,367,0.02,0,0]
["160_16",160,9,"160_9",422,3,18,16,1128.8,0,1950,1965,37,33494,2891,0,14884,2500,15216,0,567,3.1E-2,0,0]
["160_17",160,10,"160_10",422,3,18,17,1128.8,0,1950,1965,37,38034,2891,0,14884,2500,19888,0,567,3.1E-2,0,0]
["160_18",160,11,"160_11",422,3,18,18,1128.8,0,1950,1965,37,41961,2891,0,14884,2500,24296,49,567,3.1E-2,0.01,0]
["160_19",160,12,"160_12",422,3,18,19,1128.8,0,1950,1965,37,40966,2891,0,14884,2500,23250,100,567,3.1E-2,2.1000000000000001E-2,0]
["160_20",160,13,"160_13",422,3,18,20,1236.3,0,1950,1965,37,39242,2891,0,14777,2500,21501,125,674,3.6999999999999998E-2,2.5999999999999999E-2,0]
["160_21",160,14,"160_14",422,3,18,21,1285,0,1950,1965,37,37123,2891,0,14728,2500,18755,91,723,3.9E-2,1.9E-2,0]
["160_22",160,15,"160_15",422,3,18,22,1296.8,0,1950,1965,37,33398,2891,0,14716,2500,14934,37,735,0.04,8.0000000000000002E-3,0]
["160_23",160,16,"160_16",422,3,18,23,421.7,0,1950,1965,37,28588,2891,0,14723,3400,9775,2,727,3.9E-2,0,0]
["161_18",161,1,"161_1",430,3,8,18,1287.0999999999999,0,1958,1973,45,44449,2891,0,14519,2500,26830,211,932,5.0999999999999997E-2,4.2999999999999997E-2,0]
["161_19",161,2,"161_2",430,3,8,19,1554.5,0,1958,1973,45,43539,2891,0,14589,2500,25635,158,862,4.7E-2,3.2000000000000001E-2,0]
["161_20",161,3,"161_3",430,3,8,20,1019.1,0,1958,1973,45,41357,2891,0,14598,2500,23994,144,853,4.5999999999999999E-2,2.9000000000000001E-2,0]
["161_21",161,4,"161_4",430,3,8,21,1251.5999999999999,0,1958,1973,45,39044,2891,0,14365,2500,21043,119,1086,5.8999999999999997E-2,2.4E-2,0]
["161_22",161,5,"161_5",430,3,8,22,1598.8,0,1958,1973,45,35200,2891,0,14018,2500,17062,107,1433,7.8E-2,2.1999999999999999E-2,0]
["161_23",161,6,"161_6",430,3,8,23,730.9,0,1958,1973,45,30010,2891,0,14018,3400,11537,58,1433,7.8E-2,1.2E-2,0]
["162_7",162,1,"162_1",430,3,9,7,765.8,0,1958,1973,45,33514,3667,0,13787,2500,15881,1080,1664,0.09,0.221,0]
["162_8",162,2,"162_2",430,3,9,8,813.2,0,1958,1973,45,38372,2891,0,13787,2500,21427,742,1664,0.09,0.152,0]
["162_9",162,3,"162_3",430,3,9,9,811.5,0,1958,1973,45,39401,2891,0,13789,2500,22500,698,1662,0.09,0.14299999999999999,0]
["162_10",162,4,"162_4",430,3,9,10,710.7,0,1958,1973,45,38877,2891,0,13890,2500,22289,385,1561,8.5000000000000006E-2,7.9000000000000001E-2,0]
["162_11",162,5,"162_5",430,3,9,11,457.6,0,1958,1973,45,37583,2891,0,14143,2500,20651,199,1308,7.0999999999999994E-2,4.1000000000000002E-2,0]
["162_12",162,6,"162_6",430,3,9,12,86,0,1958,1973,45,35718,2891,0,14515,2500,18654,199,936,5.0999999999999997E-2,4.1000000000000002E-2,0]
["163_13",163,1,"163_1",430,3,10,13,229.9,0,1958,1973,45,33940,2891,0,14442,2500,16854,16,1008,5.5E-2,3.0000000000000001E-3,0]
["163_14",163,2,"163_2",430,3,10,14,541.29999999999995,0,1958,1973,45,32645,2891,0,14440,2500,15200,67,1011,5.5E-2,1.4E-2,0]
["163_15",163,3,"163_3",430,3,10,15,557.1,0,1958,1973,45,32013,2891,0,14424,2500,14554,213,1027,5.6000000000000001E-2,4.3999999999999997E-2,0]
["163_16",163,4,"163_4",430,3,10,16,609.1,0,1958,1973,45,33092,2891,0,14372,2500,15515,331,1079,5.8000000000000003E-2,6.8000000000000005E-2,0]
["163_17",163,5,"163_5",430,3,10,17,609.1,0,1958,1973,45,37693,2891,0,14372,2500,20143,437,1079,5.8000000000000003E-2,8.8999999999999996E-2,0]
["163_18",163,6,"163_6",430,3,10,18,609.1,0,1958,1973,45,41741,2891,0,14372,2500,24740,417,1079,5.8000000000000003E-2,8.5000000000000006E-2,0]
["163_19",163,7,"163_7",430,3,10,19,609.1,0,1958,1973,45,40818,2891,0,14372,2500,23938,296,1079,5.8000000000000003E-2,6.0999999999999999E-2,0]
["163_20",163,8,"163_8",430,3,10,20,609.1,0,1958,1973,45,38820,2891,0,14372,2500,22031,206,1079,5.8000000000000003E-2,4.2000000000000003E-2,0]
["163_21",163,9,"163_9",430,3,10,21,246,0,1958,1973,45,36668,2891,0,14735,2500,19260,162,716,3.9E-2,3.3000000000000002E-2,0]
["163_22",163,10,"163_10",430,3,10,22,96.1,0,1958,1973,45,33079,2891,0,14885,2500,15561,122,566,3.1E-2,2.5000000000000001E-2,0]
["164_18",164,1,"164_1",441,3,23,18,0,235.7,1969,1984,56,44589,2891,0,13205,2500,29748,33,2239,0.121,7.0000000000000001E-3,0]
["165_7",165,1,"165_1",443,2,23,7,1275.3,0,1971,1986,58,36690,3544,0,13582,2500,18430,1411,1610,8.8999999999999996E-2,0.28799999999999998,0]
["165_8",165,2,"165_2",443,2,23,8,1672.2,0,1971,1986,58,41910,2889,0,13582,2500,23841,1219,1610,8.8999999999999996E-2,0.249,0]
["165_9",165,3,"165_3",443,2,23,9,1672.2,0,1971,1986,58,42150,2889,0,13582,2500,24298,1002,1610,8.8999999999999996E-2,0.20499999999999999,0]
["165_10",165,4,"165_4",443,2,23,10,1671.2,0,1971,1986,58,40903,2889,0,13583,2500,23333,720,1609,8.7999999999999995E-2,0.14699999999999999,0]
["165_11",165,5,"165_5",443,2,23,11,1667.7,0,1971,1986,58,39174,2889,0,13586,2500,21279,648,1606,8.7999999999999995E-2,0.13300000000000001,0]
["165_12",165,6,"165_6",443,2,23,12,1667.7,0,1971,1986,58,37065,2889,0,13586,2500,19045,641,1606,8.7999999999999995E-2,0.13100000000000001,0]
["165_13",165,7,"165_7",443,2,23,13,1667.7,0,1971,1986,58,35407,2889,0,13586,2500,17364,532,1606,8.7999999999999995E-2,0.109,0]
["165_14",165,8,"165_8",443,2,23,14,1667.7,0,1971,1986,58,34125,2889,0,13586,2500,16097,517,1606,8.7999999999999995E-2,0.106,0]
["165_15",165,9,"165_9",443,2,23,15,1667.7,0,1971,1986,58,33476,2889,0,13586,2500,15373,592,1606,8.7999999999999995E-2,0.121,0]
["165_16",165,10,"165_10",443,2,23,16,1856,0,1971,1986,58,34516,2889,0,13398,2500,16489,648,1794,9.9000000000000005E-2,0.13300000000000001,0]
["165_17",165,11,"165_11",443,2,23,17,1904.2,0,1971,1986,58,39102,2889,0,13350,2500,21276,580,1842,0.10100000000000001,0.11899999999999999,0]
["165_18",165,12,"165_12",443,2,23,18,2313,0,1971,1986,58,43808,2889,0,13350,2500,26106,444,1842,0.10100000000000001,9.0999999999999998E-2,0]
["165_19",165,13,"165_13",443,2,23,19,2142.8000000000002,0,1971,1986,58,43751,2889,0,13520,2500,26025,467,1672,9.1999999999999998E-2,9.5000000000000001E-2,0]
["165_20",165,14,"165_14",443,2,23,20,1737.3,0,1971,1986,58,41425,2889,0,13517,2500,24320,256,1676,9.1999999999999998E-2,5.1999999999999998E-2,0]
["165_21",165,15,"165_15",443,2,23,21,1906,0,1971,1986,58,38851,2889,0,13348,2500,21255,217,1844,0.10100000000000001,4.3999999999999997E-2,0]
["165_22",165,16,"165_16",443,2,23,22,1785.3,0,1971,1986,58,34983,2889,0,13469,2500,17106,191,1723,9.5000000000000001E-2,3.9E-2,0]
["165_23",165,17,"165_17",443,2,23,23,789.7,0,1971,1986,58,29649,2889,0,13578,3400,11587,150,1614,8.8999999999999996E-2,3.1E-2,0]
["166_12",166,1,"166_1",443,2,24,12,136,0,1971,1986,58,36075,2889,0,13585,2500,16902,3327,1607,8.7999999999999995E-2,0.68,0]
["166_13",166,2,"166_2",443,2,24,13,168.1,0,1971,1986,58,34447,2889,0,13585,2500,14909,3528,1607,8.7999999999999995E-2,0.72099999999999997,0]
["166_14",166,3,"166_3",443,2,24,14,168.1,0,1971,1986,58,33183,2889,0,13585,2500,13185,3988,1607,8.7999999999999995E-2,0.81499999999999995,0]
["166_15",166,4,"166_4",443,2,24,15,168.1,0,1971,1986,58,32547,2889,0,13585,2500,12320,4217,1607,8.7999999999999995E-2,0.86099999999999999,0]
["166_16",166,5,"166_5",443,2,24,16,168.1,0,1971,1986,58,33569,2889,0,13585,2500,13617,4074,1607,8.7999999999999995E-2,0.83199999999999996,0]
["166_17",166,6,"166_6",443,2,24,17,168.1,0,1971,1986,58,38068,2889,0,13585,2500,18305,4017,1607,8.7999999999999995E-2,0.82099999999999995,0]
["166_18",166,7,"166_7",443,2,24,18,168.1,0,1971,1986,58,42624,2889,0,13585,2500,23351,3924,1607,8.7999999999999995E-2,0.80200000000000005,0]
["166_19",166,8,"166_8",443,2,24,19,168.1,0,1971,1986,58,42490,2889,0,13585,2500,23477,3664,1607,8.7999999999999995E-2,0.748,0]
[{"$f":"CONCATENATE(B1900,\"_\",H1900)","v":"166_20"},{"$f":"IF(E1900=E1899,    (IF(F1900=F1899,    (IF(G1900=G1899,   (IF(H1900=H1899+1,B1899,B1899+1)), (IF(AND(G1900=G1899+1,H1900=1,H1899=24),B1899,B1899+1)))), B1899+1)), B1899+1)","v":166},{"$f":"IF(B1900=B1899,C1899+1,1)","v":9},{"$f":"CONCATENATE(B1900,\"_\",C1900)","v":"166_9"},443,2,24,20,166.9,0,1971,1986,58,40214,2889,0,13586,2500,21549,3316,1606,8.7999999999999995E-2,0.67700000000000005,0]
["166_21",166,10,"166_10",443,2,24,21,165.4,0,1971,1986,58,37744,2889,0,13587,2500,18945,2921,1605,8.7999999999999995E-2,0.59699999999999998,0]
["166_22",166,11,"166_11",443,2,24,22,159.19999999999999,0,1971,1986,58,34026,2889,0,13594,2500,15381,2460,1598,8.7999999999999995E-2,0.503,0]
["167_7",167,1,"167_1",449,13,11,7,8.3000000000000007,0,1977,1992,64,17449,1157,0,12458,0,5694,257,915,5.6000000000000001E-2,5.2999999999999999E-2,0]
["167_8",167,2,"167_2",449,13,11,8,18.600000000000001,0,1977,1992,64,20256,1321,0,12458,0,8973,172,915,5.6000000000000001E-2,3.5000000000000003E-2,0]
["167_9",167,3,"167_3",449,13,11,9,18.600000000000001,0,1977,1992,64,22293,1428,0,12458,0,11115,67,915,5.6000000000000001E-2,1.4E-2,0]
["167_10",167,4,"167_4",449,13,11,10,130.9,0,1977,1992,64,23781,1495,0,12346,0,12614,55,1027,6.3E-2,1.0999999999999999E-2,0]
["167_11",167,5,"167_5",449,13,11,11,260.89999999999998,0,1977,1992,64,24718,1506,0,12216,0,13022,55,1157,7.0999999999999994E-2,1.0999999999999999E-2,0]
["167_12",167,6,"167_6",449,13,11,12,32.4,0,1977,1992,64,25072,1538,0,12445,0,13346,85,928,5.7000000000000002E-2,1.7000000000000001E-2,0]
["167_13",167,7,"167_7",449,13,11,13,18.600000000000001,0,1977,1992,64,25318,1538,0,12458,0,13311,234,915,5.6000000000000001E-2,4.8000000000000001E-2,0]
["167_14",167,8,"167_8",449,13,11,14,18.600000000000001,0,1977,1992,64,25540,1540,0,12458,0,13361,406,915,5.6000000000000001E-2,8.3000000000000004E-2,0]
["167_15",167,9,"167_9",449,13,11,15,302.8,0,1977,1992,64,25611,1520,0,12174,0,13358,479,1199,7.2999999999999995E-2,9.8000000000000004E-2,0]
["167_16",167,10,"167_10",449,13,11,16,329.5,0,1977,1992,64,25661,1517,0,12147,0,13340,547,1226,7.4999999999999997E-2,0.112,0]
["167_17",167,11,"167_11",449,13,11,17,312.5,0,1977,1992,64,25812,1529,0,12164,0,13542,629,1209,7.3999999999999996E-2,0.128,0]
["167_18",167,12,"167_12",449,13,11,18,113.1,0,1977,1992,64,25807,1566,0,12364,0,14011,684,1009,6.2E-2,0.14000000000000001,0]
["167_19",167,13,"167_13",449,13,11,19,113.1,0,1977,1992,64,25160,1531,0,12364,0,13316,733,1009,6.2E-2,0.15,0]
["167_20",167,14,"167_14",449,13,11,20,124.6,0,1977,1992,64,24876,1518,0,12352,0,13069,696,1021,6.2E-2,0.14199999999999999,0]
["167_21",167,15,"167_15",449,13,11,21,226.6,0,1977,1992,64,25414,1517,0,12250,0,13197,444,1123,6.9000000000000006E-2,9.0999999999999998E-2,0]
["167_22",167,16,"167_16",449,13,11,22,219.7,0,1977,1992,64,23504,1421,0,12257,0,11262,237,1116,6.8000000000000005E-2,4.9000000000000002E-2,0]
["167_23",167,17,"167_17",449,13,11,23,73.099999999999994,0,1977,1992,64,19549,1209,0,12253,166,7023,125,1120,6.8000000000000005E-2,2.5999999999999999E-2,0]
["168_10",168,1,"168_1",449,13,12,10,63.2,0,1977,1992,64,23428,1470,0,11805,0,12870,55,1568,9.6000000000000002E-2,1.0999999999999999E-2,0]
["168_11",168,2,"168_2",449,13,12,11,40.700000000000003,0,1977,1992,64,24346,1499,0,12242,0,12844,55,1131,6.9000000000000006E-2,1.0999999999999999E-2,0]
["168_12",168,3,"168_3",449,13,12,12,40.700000000000003,0,1977,1992,64,24675,1514,0,12242,0,13143,85,1131,6.9000000000000006E-2,1.7999999999999999E-2,0]
["168_13",168,4,"168_4",449,13,12,13,40.700000000000003,0,1977,1992,64,24884,1511,0,12242,0,13071,234,1131,6.9000000000000006E-2,4.8000000000000001E-2,0]
["168_14",168,5,"168_5",449,13,12,14,40.700000000000003,0,1977,1992,64,25073,1511,0,12242,0,13088,406,1131,6.9000000000000006E-2,8.3000000000000004E-2,0]
["168_15",168,6,"168_6",449,13,12,15,40.700000000000003,0,1977,1992,64,25122,1510,0,12242,0,13063,479,1131,6.9000000000000006E-2,9.8000000000000004E-2,0]
["168_16",168,7,"168_7",449,13,12,16,33.799999999999997,0,1977,1992,64,25158,1509,0,12249,0,13031,547,1124,6.9000000000000006E-2,0.112,0]
["168_17",168,8,"168_8",449,13,12,17,14.6,0,1977,1992,64,25293,1520,0,12268,0,13217,629,1105,6.7000000000000004E-2,0.129,0]
["168_18",168,9,"168_9",449,13,12,18,14.6,0,1977,1992,64,25289,1543,0,12268,0,13687,684,1105,6.7000000000000004E-2,0.14000000000000001,0]
["168_19",168,10,"168_10",449,13,12,19,14.6,0,1977,1992,64,24688,1511,0,12268,0,13038,733,1105,6.7000000000000004E-2,0.15,0]
["168_20",168,11,"168_11",449,13,12,20,14.6,0,1977,1992,64,24475,1502,0,12268,0,12862,696,1105,6.7000000000000004E-2,0.14199999999999999,0]
["168_21",168,12,"168_12",449,13,12,21,14.5,0,1977,1992,64,25002,1508,0,12268,0,12979,444,1105,6.7000000000000004E-2,9.0999999999999998E-2,0]
["168_22",168,13,"168_13",449,13,12,22,11.5,0,1977,1992,64,23080,1411,0,12271,0,11032,237,1102,6.7000000000000004E-2,4.9000000000000002E-2,0]
["169_21",169,1,"169_1",457,12,4,21,181.6,0,1985,2000,72,25940,1500,0,12962,0,11853,1769,411,2.5000000000000001E-2,0.36199999999999999,0]
["169_22",169,2,"169_2",457,12,4,22,698,0,1985,2000,72,25059,1405,0,12962,0,9953,2073,411,2.5000000000000001E-2,0.42399999999999999,0]
["170_8",170,1,"170_1",457,12,6,8,493.8,0,1985,2000,72,19596,1203,0,13285,0,5463,1711,88,5.0000000000000001E-3,0.35,0]
["170_9",170,2,"170_2",457,12,6,9,514.20000000000005,0,1985,2000,72,22207,1352,0,13285,0,8449,1315,88,5.0000000000000001E-3,0.26900000000000002,0]
["170_10",170,3,"170_3",457,12,6,10,514.20000000000005,0,1985,2000,72,24218,1479,0,13285,0,10991,784,88,5.0000000000000001E-3,0.16,0]
["170_11",170,4,"170_4",457,12,6,11,514.20000000000005,0,1985,2000,72,25534,1545,0,13285,0,12306,388,88,5.0000000000000001E-3,7.9000000000000001E-2,0]
["170_12",170,5,"170_5",457,12,6,12,514.20000000000005,0,1985,2000,72,26183,1583,0,13285,0,13067,144,88,5.0000000000000001E-3,2.9000000000000001E-2,0]
["170_13",170,6,"170_6",457,12,6,13,517,0,1985,2000,72,26596,1601,0,13282,0,13424,68,91,6.0000000000000001E-3,1.4E-2,0]
["170_14",170,7,"170_7",457,12,6,14,517.9,0,1985,2000,72,26885,1617,0,13281,0,13754,26,92,6.0000000000000001E-3,5.0000000000000001E-3,0]
["170_15",170,8,"170_8",457,12,6,15,575.70000000000005,0,1985,2000,72,27053,1622,0,13223,0,13924,24,149,8.9999999999999993E-3,5.0000000000000001E-3,0]
["170_16",170,9,"170_9",457,12,6,16,615.1,0,1985,2000,72,27227,1628,0,13184,0,14110,12,189,1.2E-2,2E-3,0]
["170_17",170,10,"170_10",457,12,6,17,615.1,0,1985,2000,72,27582,1653,0,13184,0,14603,7,189,1.2E-2,1E-3,0]
["170_18",170,11,"170_11",457,12,6,18,615.1,0,1985,2000,72,27608,1680,0,13184,0,15144,21,189,1.2E-2,4.0000000000000001E-3,0]
["170_19",170,12,"170_12",457,12,6,19,654.70000000000005,0,1985,2000,72,26666,1631,0,13144,0,14215,8,229,1.4E-2,2E-3,0]
["170_20",170,13,"170_13",457,12,6,20,749.1,0,1985,2000,72,25494,1566,0,13050,0,13041,11,323,0.02,2E-3,0]
["170_21",170,14,"170_14",457,12,6,21,749.1,0,1985,2000,72,25674,1545,0,13050,0,12632,70,323,0.02,1.4E-2,0]
["170_22",170,15,"170_15",457,12,6,22,749.1,0,1985,2000,72,24748,1487,0,13050,0,11480,96,323,0.02,0.02,0]
["170_23",170,16,"170_16",457,12,6,23,715.4,0,1985,2000,72,21062,1279,0,13050,48,7312,21,323,0.02,4.0000000000000001E-3,0]
["171_21",171,1,"171_1",464,13,2,21,180,0,1992,1930,2,25979,1460,0,10820,0,14061,1621,2553,0.156,0.33100000000000002,0]
["171_22",171,2,"171_2",464,13,2,22,878.8,0,1992,1930,2,24454,1301,0,10818,0,10884,2346,2555,0.156,0.47899999999999998,0]
["172_22",172,1,"172_1",474,1,1,22,223.9,0,2002,1940,12,21079,1286,0,11269,0,9942,59,2096,0.128,1.2E-2,0]
["173_7",173,1,"173_1",474,1,2,7,374.1,0,2002,1940,12,20231,3200,0,10890,0,9788,2,2475,0.151,1E-3,0]
["173_8",173,2,"173_2",474,1,2,8,374.2,0,2002,1940,12,23231,1421,0,10889,0,13183,5,2475,0.151,1E-3,0]
["173_9",173,3,"173_3",474,1,2,9,353.5,0,2002,1940,12,23961,1460,0,10910,0,13917,1,2454,0.15,0,0]
["173_10",173,4,"173_4",474,1,2,10,370.1,0,2002,1940,12,23961,1458,0,10894,0,13918,0,2471,0.151,0,0]
["173_11",173,5,"173_5",474,1,2,11,370.1,0,2002,1940,12,23624,1421,0,10894,0,13179,5,2471,0.151,1E-3,0]
["173_12",173,6,"173_6",474,1,2,12,370.1,0,2002,1940,12,22911,1379,0,10894,0,12331,8,2471,0.151,2E-3,0]
["173_13",173,7,"173_7",474,1,2,13,321.89999999999998,0,2002,1940,12,22289,1345,0,10942,0,11584,0,2423,0.14799999999999999,0,0]
["173_14",173,8,"173_8",474,1,2,14,396.4,0,2002,1940,12,21824,1316,0,10867,0,11112,7,2497,0.153,2E-3,0]
["173_15",173,9,"173_9",474,1,2,15,452.3,0,2002,1940,12,21328,1286,0,10811,0,10578,46,2553,0.156,8.9999999999999993E-3,0]
["173_16",173,10,"173_10",474,1,2,16,589.20000000000005,0,2002,1940,12,21129,1257,0,10674,0,10201,223,2690,0.16400000000000001,4.5999999999999999E-2,0]
[{"$f":"CONCATENATE(B1964,\"_\",H1964)","v":"173_17"},{"$f":"IF(E1964=E1963,    (IF(F1964=F1963,    (IF(G1964=G1963,   (IF(H1964=H1963+1,B1963,B1963+1)), (IF(AND(G1964=G1963+1,H1964=1,H1963=24),B1963,B1963+1)))), B1963+1)), B1963+1)","v":173},{"$f":"IF(B1964=B1963,C1963+1,1)","v":11},{"$f":"CONCATENATE(B1964,\"_\",C1964)","v":"173_11"},474,1,2,17,708.1,0,2002,1940,12,21380,1267,0,10556,0,10571,236,2809,0.17199999999999999,4.8000000000000001E-2,0]
["173_18",173,12,"173_12",474,1,2,18,914.7,0,2002,1940,12,22152,1317,0,10349,0,11852,257,3015,0.184,5.2999999999999999E-2,0]
["173_19",173,13,"173_13",474,1,2,19,948.5,0,2002,1940,12,23410,1343,0,10315,0,12428,940,3049,0.186,0.192,0]
["173_20",173,14,"173_14",474,1,2,20,948.5,0,2002,1940,12,24784,1366,0,10315,0,12875,1866,3049,0.186,0.38100000000000001,0]
["173_21",173,15,"173_15",474,1,2,21,942.4,0,2002,1940,12,23790,1291,0,10321,0,11363,1854,3043,0.186,0.379,0]
["173_22",173,16,"173_16",474,1,2,22,670.9,0,2002,1940,12,20759,1163,0,10593,0,8439,1471,2772,0.16900000000000001,0.3,0]
["174_7",174,1,"174_1",474,1,7,7,542.6,0,2002,1940,12,21643,2746,0,12171,0,9044,709,1193,7.2999999999999995E-2,0.14499999999999999,0]
["174_8",174,2,"174_2",474,1,7,8,885.7,0,2002,1940,12,24786,1463,0,11828,0,12707,586,1536,9.4E-2,0.12,0]
["174_9",174,3,"174_3",474,1,7,9,727.9,0,2002,1940,12,25162,1503,0,11986,0,13289,379,1378,8.4000000000000005E-2,7.8E-2,0]
["174_10",174,4,"174_4",474,1,7,10,692.3,0,2002,1940,12,24819,1499,0,12022,0,13159,166,1342,8.2000000000000003E-2,3.4000000000000002E-2,0]
["174_11",174,5,"174_5",474,1,7,11,496.8,0,2002,1940,12,24245,1468,0,12217,0,12246,108,1147,7.0000000000000007E-2,2.1999999999999999E-2,0]
["174_12",174,6,"174_6",474,1,7,12,499.1,0,2002,1940,12,23360,1418,0,12215,0,11251,86,1149,7.0000000000000007E-2,1.7999999999999999E-2,0]
["174_13",174,7,"174_7",474,1,7,13,506.8,0,2002,1940,12,22630,1377,0,12207,0,10440,34,1157,7.0999999999999994E-2,7.0000000000000001E-3,0]
["174_14",174,8,"174_8",474,1,7,14,506.8,0,2002,1940,12,22093,1351,0,12207,0,9923,15,1157,7.0999999999999994E-2,3.0000000000000001E-3,0]
["174_15",174,9,"174_9",474,1,7,15,506.8,0,2002,1940,12,21553,1324,0,12207,0,9380,18,1157,7.0999999999999994E-2,4.0000000000000001E-3,0]
["174_16",174,10,"174_10",474,1,7,16,506.8,0,2002,1940,12,21387,1316,0,12207,0,9223,9,1157,7.0999999999999994E-2,2E-3,0]
["174_17",174,11,"174_11",474,1,7,17,508.9,0,2002,1940,12,21824,1340,0,12205,0,9714,87,1159,7.0999999999999994E-2,1.7999999999999999E-2,0]
["174_18",174,12,"174_12",474,1,7,18,508.9,0,2002,1940,12,22866,1412,0,12205,0,11158,215,1159,7.0999999999999994E-2,4.3999999999999997E-2,0]
["174_19",174,13,"174_13",474,1,7,19,489.7,0,2002,1940,12,24277,1486,0,12224,0,12609,175,1140,7.0000000000000007E-2,3.5999999999999997E-2,0]
["174_20",174,14,"174_14",474,1,7,20,452.8,0,2002,1940,12,25516,1555,0,12261,0,13929,94,1103,6.7000000000000004E-2,1.9E-2,0]
["174_21",174,15,"174_15",474,1,7,21,442.9,0,2002,1940,12,24246,1463,0,12271,0,12080,143,1093,6.7000000000000004E-2,2.9000000000000001E-2,0]
["174_22",174,16,"174_16",474,1,7,22,441.2,0,2002,1940,12,21158,1295,0,12273,0,8719,140,1091,6.7000000000000004E-2,2.9000000000000001E-2,0]
["175_11",175,1,"175_1",474,1,9,11,13.1,0,2002,1940,12,23693,1451,0,12060,0,12142,302,1304,0.08,6.2E-2,0]
["175_12",175,2,"175_2",474,1,9,12,84.8,0,2002,1940,12,22781,1402,0,11989,0,11253,146,1376,8.4000000000000005E-2,0.03,0]
["175_13",175,3,"175_3",474,1,9,13,84.8,0,2002,1940,12,22014,1359,0,11989,0,10399,100,1376,8.4000000000000005E-2,2.1000000000000001E-2,0]
["175_14",175,4,"175_4",474,1,9,14,84.8,0,2002,1940,12,21435,1328,0,11989,0,9783,137,1376,8.4000000000000005E-2,2.8000000000000001E-2,0]
["175_15",175,5,"175_5",474,1,9,15,84.8,0,2002,1940,12,20886,1303,0,11989,0,9270,101,1376,8.4000000000000005E-2,2.1000000000000001E-2,0]
["175_16",175,6,"175_6",474,1,9,16,84.8,0,2002,1940,12,20750,1295,0,11989,0,9112,123,1376,8.4000000000000005E-2,2.5000000000000001E-2,0]
["176_21",176,1,"176_1",474,1,15,21,872.1,0,2002,1940,12,23671,1403,0,11467,0,12010,13,1897,0.11600000000000001,3.0000000000000001E-3,0]
["176_22",176,2,"176_2",474,1,15,22,1106,0,2002,1940,12,20730,1217,0,11375,0,8409,255,1989,0.122,5.1999999999999998E-2,0]
["177_7",177,1,"177_1",474,1,16,7,590.4,0,2002,1940,12,21450,3461,0,11381,0,9410,892,1983,0.121,0.182,0]
["177_8",177,2,"177_2",474,1,16,8,590.4,0,2002,1940,12,24565,1460,0,11381,0,13275,540,1983,0.121,0.11,0]
["177_9",177,3,"177_3",474,1,16,9,590.4,0,2002,1940,12,24832,1489,0,11381,0,13856,225,1983,0.121,4.5999999999999999E-2,0]
["177_10",177,4,"177_4",474,1,16,10,590.4,0,2002,1940,12,24292,1468,0,11381,0,13419,122,1983,0.121,2.5000000000000001E-2,0]
["177_11",177,5,"177_5",474,1,16,11,594,0,2002,1940,12,23489,1410,0,11378,0,12266,75,1987,0.121,1.4999999999999999E-2,0]
["177_12",177,6,"177_6",474,1,16,12,479.2,0,2002,1940,12,22421,1358,0,11492,0,11064,76,1872,0.114,1.6E-2,0]
["177_13",177,7,"177_7",474,1,16,13,447.3,0,2002,1940,12,21548,1311,0,11524,0,10084,51,1840,0.112,1.0999999999999999E-2,0]
["177_14",177,8,"177_8",474,1,16,14,447.3,0,2002,1940,12,20886,1280,0,11524,0,9467,6,1840,0.112,1E-3,0]
["177_15",177,9,"177_9",474,1,16,15,447.3,0,2002,1940,12,20324,1252,0,11524,0,8901,10,1840,0.112,2E-3,0]
["177_16",177,10,"177_10",474,1,16,16,429.6,0,2002,1940,12,20291,1251,0,11542,0,8857,21,1822,0.111,4.0000000000000001E-3,0]
[{"$f":"CONCATENATE(B2004,\"_\",H2004)","v":"177_17"},{"$f":"IF(E2004=E2003,    (IF(F2004=F2003,    (IF(G2004=G2003,   (IF(H2004=H2003+1,B2003,B2003+1)), (IF(AND(G2004=G2003+1,H2004=1,H2003=24),B2003,B2003+1)))), B2003+1)), B2003+1)","v":177},{"$f":"IF(B2004=B2003,C2003+1,1)","v":11},{"$f":"CONCATENATE(B2004,\"_\",C2004)","v":"177_11"},474,1,16,17,422.3,0,2002,1940,12,21174,1299,0,11549,0,9816,78,1815,0.111,1.6E-2,0]
["177_18",177,12,"177_12",474,1,16,18,427.6,0,2002,1940,12,22750,1393,0,11544,0,11706,293,1820,0.111,0.06,0]
["177_19",177,13,"177_13",474,1,16,19,430.2,0,2002,1940,12,24215,1471,0,11541,0,13258,207,1823,0.111,4.2000000000000003E-2,0]
[{"$f":"CONCATENATE(B2007,\"_\",H2007)","v":"177_20"},{"$f":"IF(E2007=E2006,    (IF(F2007=F2006,    (IF(G2007=G2006,   (IF(H2007=H2006+1,B2006,B2006+1)), (IF(AND(G2007=G2006+1,H2007=1,H2006=24),B2006,B2006+1)))), B2006+1)), B2006+1)","v":177},{"$f":"IF(B2007=B2006,C2006+1,1)","v":14},{"$f":"CONCATENATE(B2007,\"_\",C2007)","v":"177_14"},474,1,16,20,428.8,0,2002,1940,12,24965,1507,0,11543,0,13979,235,1821,0.111,4.8000000000000001E-2,0]
["177_21",177,15,"177_15",474,1,16,21,358.1,0,2002,1940,12,23417,1403,0,11614,0,11802,335,1751,0.107,6.8000000000000005E-2,0]
["177_22",177,16,"177_16",474,1,16,22,185,0,2002,1940,12,20508,1256,0,11787,0,8613,338,1578,9.6000000000000002E-2,6.9000000000000006E-2,0]
["178_10",178,1,"178_1",474,1,22,10,392.6,0,2002,1940,12,24436,1488,0,11723,0,13341,201,1641,0.1,4.1000000000000002E-2,0]
["178_11",178,2,"178_2",474,1,22,11,489.4,0,2002,1940,12,23475,1420,0,11723,0,11980,107,1641,0.1,2.1999999999999999E-2,0]
["178_12",178,3,"178_3",474,1,22,12,491.4,0,2002,1940,12,22294,1355,0,11721,0,10700,73,1643,0.1,1.4999999999999999E-2,0]
["178_13",178,4,"178_4",474,1,22,13,489.4,0,2002,1940,12,21349,1301,0,11723,0,9610,86,1641,0.1,1.7999999999999999E-2,0]
["178_14",178,5,"178_5",474,1,22,14,489.4,0,2002,1940,12,20637,1265,0,11723,0,8891,92,1641,0.1,1.9E-2,0]
["178_15",178,6,"178_6",474,1,22,15,489.4,0,2002,1940,12,20081,1241,0,11723,0,8401,26,1641,0.1,5.0000000000000001E-3,0]
["178_16",178,7,"178_7",474,1,22,16,489.4,0,2002,1940,12,20151,1245,0,11723,0,8487,11,1641,0.1,2E-3,0]
["178_17",178,8,"178_8",474,1,22,17,489.4,0,2002,1940,12,21360,1311,0,11723,0,9812,27,1641,0.1,6.0000000000000001E-3,0]
["178_18",178,9,"178_9",474,1,22,18,489.4,0,2002,1940,12,23266,1430,0,11723,0,12194,81,1641,0.1,1.7000000000000001E-2,0]
["178_19",178,10,"178_10",474,1,22,19,489.4,0,2002,1940,12,24629,1491,0,11723,0,13407,231,1641,0.1,4.7E-2,0]
["178_20",178,11,"178_11",474,1,22,20,489.4,0,2002,1940,12,24924,1505,0,11723,0,13680,253,1641,0.1,5.1999999999999998E-2,0]
["178_21",178,12,"178_12",474,1,22,21,489.4,0,2002,1940,12,23248,1394,0,11723,0,11476,251,1641,0.1,5.0999999999999997E-2,0]
["178_22",178,13,"178_13",474,1,22,22,489.4,0,2002,1940,12,20477,1243,0,11723,0,8458,222,1641,0.1,4.4999999999999998E-2,0]
["178_23",178,14,"178_14",474,1,22,23,120.9,0,2002,1940,12,17326,1080,0,11720,0,5198,207,1644,0.1,4.2000000000000003E-2,0]
["179_7",179,1,"179_1",474,1,23,7,0.7,0,2002,1940,12,21801,1295,0,11669,0,9569,1386,1695,0.104,0.28299999999999997,0]
["179_8",179,2,"179_2",474,1,23,8,218.4,0,2002,1940,12,24945,1416,0,11451,0,12281,2215,1913,0.11700000000000001,0.45300000000000001,0]
["179_9",179,3,"179_3",474,1,23,9,581.79999999999995,0,2002,1940,12,25080,1394,0,11088,0,12356,2275,2276,0.13900000000000001,0.46500000000000002,0]
["179_10",179,4,"179_4",474,1,23,10,885.6,0,2002,1940,12,24372,1358,0,10784,0,12053,1870,2580,0.158,0.38200000000000001,0]
["179_11",179,5,"179_5",474,1,23,11,885.6,0,2002,1940,12,23412,1297,0,10784,0,10836,1730,2580,0.158,0.35299999999999998,0]
["179_12",179,6,"179_6",474,1,23,12,885.6,0,2002,1940,12,22225,1235,0,10784,0,9598,1648,2580,0.158,0.33700000000000002,0]
["179_13",179,7,"179_7",474,1,23,13,885.6,0,2002,1940,12,21275,1198,0,10784,0,8858,1306,2580,0.158,0.26700000000000002,0]
["179_14",179,8,"179_8",474,1,23,14,908.2,0,2002,1940,12,20551,1157,0,10761,0,8082,1358,2603,0.159,0.27700000000000002,0]
["179_15",179,9,"179_9",474,1,23,15,911.4,0,2002,1940,12,19999,1137,0,10758,0,7676,1212,2606,0.159,0.248,0]
["179_16",179,10,"179_10",474,1,23,16,908.8,0,2002,1940,12,20094,1155,0,10761,0,8029,954,2603,0.159,0.19500000000000001,0]
["179_17",179,11,"179_11",474,1,23,17,908.7,0,2002,1940,12,21374,1220,0,10761,0,9342,1054,2603,0.159,0.215,0]
["179_18",179,12,"179_12",474,1,23,18,908.7,0,2002,1940,12,23359,1345,0,10761,0,11827,1083,2603,0.159,0.221,0]
["179_19",179,13,"179_13",474,1,23,19,856.8,0,2002,1940,12,24718,1447,0,10813,0,13793,476,2551,0.156,9.7000000000000003E-2,0]
["179_20",179,14,"179_14",474,1,23,20,412.5,0,2002,1940,12,24960,1487,0,11257,0,13984,527,2107,0.129,0.108,0]
["179_21",179,15,"179_15",474,1,23,21,390.8,0,2002,1940,12,23276,1386,0,11279,0,11934,364,2085,0.127,7.3999999999999996E-2,0]
["179_22",179,16,"179_16",474,1,23,22,361.8,0,2002,1940,12,20507,1244,0,11308,0,9056,196,2056,0.126,0.04,0]
["180_8",180,1,"180_1",475,13,2,8,400.9,0,2003,1941,13,20394,1293,0,11410,0,9889,60,1963,0.12,1.2E-2,0]
["180_9",180,2,"180_2",475,13,2,9,434.4,0,2003,1941,13,22576,1401,0,11410,0,12054,44,1963,0.12,8.9999999999999993E-3,0]
["180_10",180,3,"180_3",475,13,2,10,539.1,0,2003,1941,13,24240,1476,0,11305,0,13687,74,2068,0.126,1.4999999999999999E-2,0]
["180_11",180,4,"180_4",475,13,2,11,588.4,0,2003,1941,13,25368,1500,0,11256,0,14242,118,2117,0.129,2.4E-2,0]
["180_12",180,5,"180_5",475,13,2,12,585.4,0,2003,1941,13,25901,1524,0,11259,0,14718,175,2114,0.129,3.5999999999999997E-2,0]
["180_13",180,6,"180_6",475,13,2,13,953,0,2003,1941,13,26298,1512,0,10891,0,14989,168,2482,0.152,3.4000000000000002E-2,0]
["180_14",180,7,"180_7",475,13,2,14,960,0,2003,1941,13,26627,1529,0,10884,0,15339,147,2489,0.152,0.03,0]
["180_15",180,8,"180_8",475,13,2,15,936.6,0,2003,1941,13,26803,1540,0,10908,0,15534,128,2465,0.151,2.5999999999999999E-2,0]
["180_16",180,9,"180_9",475,13,2,16,936.6,0,2003,1941,13,26950,1549,0,10908,0,15702,107,2465,0.151,2.1999999999999999E-2,0]
["180_17",180,10,"180_10",475,13,2,17,936.6,0,2003,1941,13,27240,1572,0,10908,0,16164,68,2465,0.151,1.4E-2,0]
["180_18",180,11,"180_11",475,13,2,18,936.6,0,2003,1941,13,27279,1601,0,10908,0,16741,60,2465,0.151,1.2E-2,0]
["180_19",180,12,"180_12",475,13,2,19,946,0,2003,1941,13,26383,1556,0,10898,0,15855,49,2475,0.151,0.01,0]
["180_20",180,13,"180_13",475,13,2,20,883.1,0,2003,1941,13,25568,1520,0,10961,0,15063,26,2412,0.14699999999999999,5.0000000000000001E-3,0]
["180_21",180,14,"180_14",475,13,2,21,803.2,0,2003,1941,13,26048,1518,0,11041,0,14904,3,2332,0.14199999999999999,1E-3,0]
["180_22",180,15,"180_15",475,13,2,22,803.2,0,2003,1941,13,24519,1430,0,11041,0,13146,1,2332,0.14199999999999999,0,0]
["181_7",181,1,"181_1",484,4,3,7,968.5,0,1932,1950,22,32139,3502,0,14594,3400,13076,0,880,4.8000000000000001E-2,0,0]
["181_8",181,2,"181_2",484,4,3,8,1151.5,0,1932,1950,22,36873,3502,0,14568,3400,17651,1,905,4.9000000000000002E-2,0,0]
["181_9",181,3,"181_3",484,4,3,9,981.1,0,1932,1950,22,38178,3502,0,14739,3400,18943,14,735,0.04,3.0000000000000001E-3,0]
["181_10",181,4,"181_4",484,4,3,10,521.5,0,1932,1950,22,37942,3502,0,15198,3400,18698,24,275,1.4999999999999999E-2,5.0000000000000001E-3,0]
["181_11",181,5,"181_5",484,4,3,11,521.5,0,1932,1950,22,36875,3502,0,15198,3400,17644,10,275,1.4999999999999999E-2,2E-3,0]
["181_12",181,6,"181_6",484,4,3,12,521.5,0,1932,1950,22,35122,3502,0,15198,3400,15891,10,275,1.4999999999999999E-2,2E-3,0]
["181_13",181,7,"181_7",484,4,3,13,529.1,0,1932,1950,22,33518,3502,0,15191,3400,14291,6,283,1.4999999999999999E-2,1E-3,0]
["181_14",181,8,"181_8",484,4,3,14,538.6,0,1932,1950,22,32207,3502,0,15181,3400,12986,0,292,1.6E-2,0,0]
["181_15",181,9,"181_9",484,4,3,15,529.4,0,1932,1950,22,31448,3502,0,15190,3400,12227,0,283,1.4999999999999999E-2,0,0]
["181_16",181,10,"181_10",484,4,3,16,512.4,0,1932,1950,22,32274,3502,0,15207,3400,13035,19,266,1.4E-2,4.0000000000000001E-3,0]
["181_17",181,11,"181_11",484,4,3,17,512.4,0,1932,1950,22,36150,3502,0,15207,3400,16871,58,266,1.4E-2,1.2E-2,0]
["181_18",181,12,"181_12",484,4,3,18,512.4,0,1932,1950,22,39976,3502,0,15207,3400,20652,103,266,1.4E-2,2.1000000000000001E-2,0]
["181_19",181,13,"181_13",484,4,3,19,533.9,0,1932,1950,22,39489,3502,0,15186,3400,20136,132,288,1.6E-2,2.7E-2,0]
["181_20",181,14,"181_14",484,4,3,20,1140.4000000000001,0,1932,1950,22,38173,3502,0,14580,3400,18761,191,894,4.8000000000000001E-2,3.9E-2,0]
["181_21",181,15,"181_15",484,4,3,21,1211.3,0,1932,1950,22,36051,3502,0,14509,3400,16682,148,965,5.1999999999999998E-2,0.03,0]
["181_22",181,16,"181_16",484,4,3,22,1211.3,0,1932,1950,22,32226,3502,0,14509,3400,12951,54,965,5.1999999999999998E-2,1.0999999999999999E-2,0]
[{"$f":"CONCATENATE(B2071,\"_\",H2071)","v":"181_23"},{"$f":"IF(E2071=E2070,    (IF(F2071=F2070,    (IF(G2071=G2070,   (IF(H2071=H2070+1,B2070,B2070+1)), (IF(AND(G2071=G2070+1,H2071=1,H2070=24),B2070,B2070+1)))), B2070+1)), B2070+1)","v":181},{"$f":"IF(B2071=B2070,C2070+1,1)","v":17},{"$f":"CONCATENATE(B2071,\"_\",C2071)","v":"181_17"},484,4,3,23,1211.3,0,1932,1950,22,27540,3502,0,14509,3400,8314,5,965,5.1999999999999998E-2,1E-3,0]
["182_6",182,1,"182_1",484,4,4,6,1326.7,0,1932,1950,22,25946,3502,0,14502,3400,6608,8,972,5.2999999999999999E-2,2E-3,0]
["182_7",182,2,"182_2",484,4,4,7,2674,0,1932,1950,22,32648,3502,0,14495,2500,13590,9,978,5.2999999999999999E-2,2E-3,0]
["182_8",182,3,"182_3",484,4,4,8,2674,0,1932,1950,22,37396,2760,0,14495,2500,18731,12,978,5.2999999999999999E-2,3.0000000000000001E-3,0]
["182_9",182,4,"182_4",484,4,4,9,3105,0,1932,1950,22,38413,2760,0,14064,2500,19745,16,1409,7.5999999999999998E-2,3.0000000000000001E-3,0]
["182_10",182,5,"182_5",484,4,4,10,3304,0,1932,1950,22,37983,2760,0,13865,2500,19313,18,1608,8.6999999999999994E-2,4.0000000000000001E-3,0]
["182_11",182,6,"182_6",484,4,4,11,3304,0,1932,1950,22,36863,2760,0,13865,2500,18191,20,1608,8.6999999999999994E-2,4.0000000000000001E-3,0]
["182_12",182,7,"182_7",484,4,4,12,3304,0,1932,1950,22,35107,2760,0,13865,2500,16037,20,1608,8.6999999999999994E-2,4.0000000000000001E-3,0]
["182_13",182,8,"182_8",484,4,4,13,3304,0,1932,1950,22,33536,2760,0,13865,2500,14323,31,1608,8.6999999999999994E-2,6.0000000000000001E-3,0]
["182_14",182,9,"182_9",484,4,4,14,3304,0,1932,1950,22,32267,2760,0,13865,2500,12852,100,1608,8.6999999999999994E-2,2.1000000000000001E-2,0]
["182_15",182,10,"182_10",484,4,4,15,3304,0,1932,1950,22,31520,2760,0,13865,2500,12085,121,1608,8.6999999999999994E-2,2.5000000000000001E-2,0]
["182_16",182,11,"182_11",484,4,4,16,3304,0,1932,1950,22,32332,2760,0,13865,2500,12922,96,1608,8.6999999999999994E-2,0.02,0]
["182_17",182,12,"182_12",484,4,4,17,3021.2,0,1932,1950,22,36153,2760,0,14148,2500,16854,117,1325,7.1999999999999995E-2,2.4E-2,0]
["182_18",182,13,"182_13",484,4,4,18,2661.9,0,1932,1950,22,39983,2760,0,14508,2500,21201,129,966,5.1999999999999998E-2,2.5999999999999999E-2,0]
["182_19",182,14,"182_14",484,4,4,19,2772.6,0,1932,1950,22,39546,2760,0,14397,2500,20797,96,1077,5.8000000000000003E-2,0.02,0]
["182_20",182,15,"182_15",484,4,4,20,3304.1,0,1932,1950,22,38223,2760,0,13865,2500,19502,69,1608,8.6999999999999994E-2,1.4E-2,0]
["182_21",182,16,"182_16",484,4,4,21,3304.1,0,1932,1950,22,36081,2760,0,13865,2500,16798,101,1608,8.6999999999999994E-2,2.1000000000000001E-2,0]
["182_22",182,17,"182_17",484,4,4,22,3304.1,0,1932,1950,22,32222,2760,0,13865,2500,12767,65,1608,8.6999999999999994E-2,1.2999999999999999E-2,0]
["182_23",182,18,"182_18",484,4,4,23,2434.3000000000002,0,1932,1950,22,27491,2760,0,13865,3400,7606,84,1608,8.6999999999999994E-2,1.7000000000000001E-2,0]
["183_18",183,1,"183_1",484,4,15,18,2145.1,0,1932,1950,22,39938,2760,0,14848,2500,20526,937,626,3.4000000000000002E-2,0.191,0]
["183_19",183,2,"183_2",484,4,15,19,2262.8000000000002,0,1932,1950,22,40222,2760,0,14848,2500,20721,907,626,3.4000000000000002E-2,0.185,0]
["183_20",183,3,"183_3",484,4,15,20,2262.8000000000002,0,1932,1950,22,38808,2760,0,14848,2500,19229,985,626,3.4000000000000002E-2,0.20100000000000001,0]
["183_21",183,4,"183_4",484,4,15,21,2262.8000000000002,0,1932,1950,22,36528,2760,0,14848,2500,16606,799,626,3.4000000000000002E-2,0.16300000000000001,0]
["183_22",183,5,"183_5",484,4,15,22,2262.8000000000002,0,1932,1950,22,32687,2760,0,14848,2500,12541,815,626,3.4000000000000002E-2,0.16600000000000001,0]
["183_23",183,6,"183_6",484,4,15,23,1329.6,0,1932,1950,22,28046,2760,0,14911,3400,7372,933,563,0.03,0.191,0]
["184_7",184,1,"184_1",484,4,16,7,45.8,0,1932,1950,22,30817,3502,0,14689,2500,12663,612,785,4.2000000000000003E-2,0.125,0]
["184_8",184,2,"184_2",484,4,16,8,86.1,0,1932,1950,22,35340,2760,0,14689,2500,17181,577,785,4.2000000000000003E-2,0.11799999999999999,0]
["184_9",184,3,"184_3",484,4,16,9,86.1,0,1932,1950,22,36393,2760,0,14689,2500,18201,610,785,4.2000000000000003E-2,0.125,0]
["184_10",184,4,"184_4",484,4,16,10,86.1,0,1932,1950,22,35956,2760,0,14689,2500,17812,562,785,4.2000000000000003E-2,0.115,0]
["184_11",184,5,"184_5",484,4,16,11,86.1,0,1932,1950,22,34762,2760,0,14689,2500,16637,542,785,4.2000000000000003E-2,0.111,0]
["184_12",184,6,"184_6",484,4,16,12,90.7,0,1932,1950,22,32970,2760,0,14684,2500,14879,509,790,4.2999999999999997E-2,0.104,0]
["184_13",184,7,"184_7",484,4,16,13,97.6,0,1932,1950,22,31341,2760,0,14677,2500,13267,492,796,4.2999999999999997E-2,0.10100000000000001,0]
["184_14",184,8,"184_8",484,4,16,14,193.4,0,1932,1950,22,30029,2760,0,14582,2500,11875,572,892,4.8000000000000001E-2,0.11700000000000001,0]
["184_15",184,9,"184_9",484,4,16,15,627.6,0,1932,1950,22,29183,2760,0,14147,2500,10922,679,1326,7.1999999999999995E-2,0.13900000000000001,0]
["184_16",184,10,"184_10",484,4,16,16,325.89999999999998,0,1932,1950,22,29738,2760,0,14449,2500,11397,759,1025,5.5E-2,0.155,0]
["184_17",184,11,"184_11",484,4,16,17,187.6,0,1932,1950,22,32821,2760,0,14587,2500,14380,859,886,4.8000000000000001E-2,0.17599999999999999,0]
["184_18",184,12,"184_12",484,4,16,18,193.3,0,1932,1950,22,36748,2760,0,14582,2500,18229,937,892,4.8000000000000001E-2,0.191,0]
["184_19",184,13,"184_13",484,4,16,19,476.2,0,1932,1950,22,37110,2760,0,14299,2500,18621,907,1175,6.4000000000000001E-2,0.185,0]
["184_20",184,14,"184_14",484,4,16,20,691.5,0,1932,1950,22,35818,2760,0,14083,2500,17251,985,1390,7.4999999999999997E-2,0.20100000000000001,0]
["184_21",184,15,"184_15",484,4,16,21,691.5,0,1932,1950,22,33705,2760,0,14083,2500,15324,799,1390,7.4999999999999997E-2,0.16300000000000001,0]
["184_22",184,16,"184_16",484,4,16,22,691.5,0,1932,1950,22,30128,2760,0,14083,2500,11731,815,1390,7.4999999999999997E-2,0.16600000000000001,0]
["185_6",185,1,"185_1",484,4,17,6,895.5,0,1932,1950,22,25340,3502,0,14083,3400,6860,0,1390,7.4999999999999997E-2,0,0]
["185_7",185,2,"185_2",484,4,17,7,1070.2,0,1932,1950,22,31950,3502,0,14083,3400,13295,0,1390,7.4999999999999997E-2,0,0]
["185_8",185,3,"185_3",484,4,17,8,1072,0,1932,1950,22,36593,3502,0,14082,3400,17937,1,1392,7.4999999999999997E-2,0,0]
["185_9",185,4,"185_4",484,4,17,9,1075.5,0,1932,1950,22,37454,3502,0,14078,3400,18786,14,1396,7.5999999999999998E-2,3.0000000000000001E-3,0]
["185_10",185,5,"185_5",484,4,17,10,1075.5,0,1932,1950,22,36856,3502,0,14078,3400,18178,24,1396,7.5999999999999998E-2,5.0000000000000001E-3,0]
["185_11",185,6,"185_6",484,4,17,11,1075.5,0,1932,1950,22,35593,3502,0,14078,3400,16929,10,1396,7.5999999999999998E-2,2E-3,0]
["185_12",185,7,"185_7",484,4,17,12,1028.5,0,1932,1950,22,33757,3502,0,14125,3400,15093,10,1349,7.2999999999999995E-2,2E-3,0]
["185_13",185,8,"185_8",484,4,17,13,1028.5,0,1932,1950,22,32120,3502,0,14125,3400,13460,6,1349,7.2999999999999995E-2,1E-3,0]
["185_14",185,9,"185_9",484,4,17,14,911.5,0,1932,1950,22,30807,3502,0,14242,3400,12152,0,1232,6.7000000000000004E-2,0,0]
["185_15",185,10,"185_10",484,4,17,15,290.8,0,1932,1950,22,29951,3502,0,14863,3400,11296,0,611,3.3000000000000002E-2,0,0]
["185_16",185,11,"185_11",484,4,17,16,327.60000000000002,0,1932,1950,22,30512,3502,0,14826,3400,11839,19,648,3.5000000000000003E-2,4.0000000000000001E-3,0]
["185_17",185,12,"185_12",484,4,17,17,330.3,0,1932,1950,22,33639,3502,0,14823,3400,14927,58,650,3.5000000000000003E-2,1.2E-2,0]
["185_18",185,13,"185_13",484,4,17,18,2.2000000000000002,0,1932,1950,22,37724,3502,0,15151,3400,18966,103,322,1.7000000000000001E-2,2.1000000000000001E-2,0]
["186_6",186,1,"186_1",484,4,18,6,279.89999999999998,0,1932,1950,22,26873,3502,0,14805,3400,7596,691,669,3.5999999999999997E-2,0.14099999999999999,0]
["186_7",186,2,"186_2",484,4,18,7,2226.3000000000002,0,1932,1950,22,34177,3502,0,14805,2500,14653,612,669,3.5999999999999997E-2,0.125,0]
["186_8",186,3,"186_3",484,4,18,8,2226.3000000000002,0,1932,1950,22,39078,2760,0,14805,2500,19986,577,669,3.5999999999999997E-2,0.11799999999999999,0]
["186_9",186,4,"186_4",484,4,18,9,2226.3000000000002,0,1932,1950,22,39662,2760,0,14805,2500,20538,610,669,3.5999999999999997E-2,0.125,0]
["186_10",186,5,"186_5",484,4,18,10,2226.3000000000002,0,1932,1950,22,38811,2760,0,14805,2500,19735,562,669,3.5999999999999997E-2,0.115,0]
["186_11",186,6,"186_6",484,4,18,11,2226.3000000000002,0,1932,1950,22,37413,2760,0,14805,2500,18356,542,669,3.5999999999999997E-2,0.111,0]
["186_12",186,7,"186_7",484,4,18,12,2226.3000000000002,0,1932,1950,22,35471,2760,0,14805,2500,16050,509,669,3.5999999999999997E-2,0.104,0]
["186_13",186,8,"186_8",484,4,18,13,2226.3000000000002,0,1932,1950,22,33781,2760,0,14805,2500,14245,492,669,3.5999999999999997E-2,0.10100000000000001,0]
["186_14",186,9,"186_9",484,4,18,14,2226.3000000000002,0,1932,1950,22,32441,2760,0,14805,2500,12692,572,669,3.5999999999999997E-2,0.11700000000000001,0]
["186_15",186,10,"186_10",484,4,18,15,2226.3000000000002,0,1932,1950,22,31553,2760,0,14805,2500,11697,679,669,3.5999999999999997E-2,0.13900000000000001,0]
[{"$f":"CONCATENATE(B2135,\"_\",H2135)","v":"186_16"},{"$f":"IF(E2135=E2134,    (IF(F2135=F2134,    (IF(G2135=G2134,   (IF(H2135=H2134+1,B2134,B2134+1)), (IF(AND(G2135=G2134+1,H2135=1,H2134=24),B2134,B2134+1)))), B2134+1)), B2134+1)","v":186},{"$f":"IF(B2135=B2134,C2134+1,1)","v":11},{"$f":"CONCATENATE(B2135,\"_\",C2135)","v":"186_11"},484,4,18,16,2226.3000000000002,0,1932,1950,22,32128,2760,0,14805,2500,12192,759,669,3.5999999999999997E-2,0.155,0]
["186_17",186,12,"186_12",484,4,18,17,2226.3000000000002,0,1932,1950,22,35360,2760,0,14805,2500,15457,859,669,3.5999999999999997E-2,0.17599999999999999,0]
["186_18",186,13,"186_13",484,4,18,18,2226.3000000000002,0,1932,1950,22,39682,2760,0,14805,2500,20231,937,669,3.5999999999999997E-2,0.191,0]
["186_19",186,14,"186_14",484,4,18,19,2225,0,1932,1950,22,40259,2760,0,14807,2500,20837,907,667,3.5999999999999997E-2,0.185,0]
["186_20",186,15,"186_15",484,4,18,20,2175.6,0,1932,1950,22,38838,2760,0,14856,2500,19339,985,618,3.3000000000000002E-2,0.20100000000000001,0]
["186_21",186,16,"186_16",484,4,18,21,2175.6,0,1932,1950,22,36511,2760,0,14856,2500,16668,799,618,3.3000000000000002E-2,0.16300000000000001,0]
["186_22",186,17,"186_17",484,4,18,22,2175.6,0,1932,1950,22,32557,2760,0,14856,2500,12491,815,618,3.3000000000000002E-2,0.16600000000000001,0]
["186_23",186,18,"186_18",484,4,18,23,1304.9000000000001,0,1932,1950,22,27734,2760,0,14857,3400,7139,933,617,3.3000000000000002E-2,0.191,0]
["187_6",187,1,"187_1",484,5,1,6,2115.4,0,1932,1950,22,27092,3499,0,14215,3400,7261,3,1201,6.5000000000000002E-2,1E-3,0]
["187_7",187,2,"187_2",484,5,1,7,2983.1,0,1932,1950,22,34853,3499,0,14215,2500,15765,52,1201,6.5000000000000002E-2,1.0999999999999999E-2,0]
["187_8",187,3,"187_3",484,5,1,8,2982.5,0,1932,1950,22,39704,2714,0,14216,2500,20984,81,1200,6.5000000000000002E-2,1.7000000000000001E-2,0]
["187_9",187,4,"187_4",484,5,1,9,2973.1,0,1932,1950,22,39621,2714,0,14225,2500,20902,80,1191,6.5000000000000002E-2,1.6E-2,0]
["187_10",187,5,"187_5",484,5,1,10,2973.1,0,1932,1950,22,38180,2714,0,14225,2500,19511,30,1191,6.5000000000000002E-2,6.0000000000000001E-3,0]
["187_11",187,6,"187_6",484,5,1,11,2973.1,0,1932,1950,22,36422,2714,0,14225,2500,17376,10,1191,6.5000000000000002E-2,2E-3,0]
["187_12",187,7,"187_7",484,5,1,12,2973.1,0,1932,1950,22,34311,2714,0,14225,2500,15123,20,1191,6.5000000000000002E-2,4.0000000000000001E-3,0]
["187_13",187,8,"187_8",484,5,1,13,2947.9,0,1932,1950,22,32555,2714,0,14250,2500,13235,19,1165,6.3E-2,4.0000000000000001E-3,0]
["187_14",187,9,"187_9",484,5,1,14,2772.7,0,1932,1950,22,31190,2714,0,14425,2500,11873,16,990,5.3999999999999999E-2,3.0000000000000001E-3,0]
["187_15",187,10,"187_10",484,5,1,15,3059.9,0,1932,1950,22,30204,2714,0,14138,2500,10885,19,1277,6.9000000000000006E-2,4.0000000000000001E-3,0]
["187_16",187,11,"187_11",484,5,1,16,3059.9,0,1932,1950,22,30517,2714,0,14138,2500,11188,28,1277,6.9000000000000006E-2,6.0000000000000001E-3,0]
["187_17",187,12,"187_12",484,5,1,17,3035.6,0,1932,1950,22,33041,2714,0,14162,2500,13846,27,1253,6.8000000000000005E-2,6.0000000000000001E-3,0]
["187_18",187,13,"187_13",484,5,1,18,2925.9,0,1932,1950,22,37733,2714,0,14272,2500,19084,11,1143,6.2E-2,2E-3,0]
["187_19",187,14,"187_14",484,5,1,19,2925.9,0,1932,1950,22,39578,2714,0,14272,2500,20939,0,1143,6.2E-2,0,0]
["187_20",187,15,"187_15",484,5,1,20,2925.9,0,1932,1950,22,38063,2714,0,14272,2500,19420,4,1143,6.2E-2,1E-3,0]
["187_21",187,16,"187_16",484,5,1,21,2925.9,0,1932,1950,22,35630,2714,0,14272,2500,16458,3,1143,6.2E-2,1E-3,0]
["187_22",187,17,"187_17",484,5,1,22,2925.9,0,1932,1950,22,31780,2714,0,14272,2500,12222,14,1143,6.2E-2,3.0000000000000001E-3,0]
["187_23",187,18,"187_18",484,5,1,23,2058.1999999999998,0,1932,1950,22,27002,2714,0,14272,3400,7174,0,1143,6.2E-2,0,0]
["188_6",188,1,"188_1",484,5,2,6,433,0,1932,1950,22,26197,3499,0,15103,3400,7159,4,312,1.7000000000000001E-2,1E-3,0]
["188_7",188,2,"188_2",484,5,2,7,1300.7,0,1932,1950,22,33847,3499,0,15103,2500,15600,5,312,1.7000000000000001E-2,1E-3,0]
["188_8",188,3,"188_3",484,5,2,8,1300.7,0,1932,1950,22,38516,2714,0,15103,2500,20659,12,312,1.7000000000000001E-2,3.0000000000000001E-3,0]
["188_9",188,4,"188_4",484,5,2,9,1301.9000000000001,0,1932,1950,22,38248,2714,0,15102,2500,20392,12,314,1.7000000000000001E-2,2E-3,0]
["188_10",188,5,"188_5",484,5,2,10,1303.7,0,1932,1950,22,36726,2714,0,15100,2500,18879,2,315,1.7000000000000001E-2,1E-3,0]
["188_11",188,6,"188_6",484,5,2,11,1303.8,0,1932,1950,22,34975,2714,0,15100,2500,16733,0,315,1.7000000000000001E-2,0,0]
["188_12",188,7,"188_7",484,5,2,12,1303.8,0,1932,1950,22,32924,2714,0,15100,2500,14550,0,315,1.7000000000000001E-2,0,0]
["188_13",188,8,"188_8",484,5,2,13,1324.5,0,1932,1950,22,31234,2714,0,15079,2500,12727,0,336,1.7999999999999999E-2,0,0]
["188_14",188,9,"188_9",484,5,2,14,1333.8,0,1932,1950,22,29933,2714,0,15070,2500,11426,0,345,1.9E-2,0,0]
["188_15",188,10,"188_10",484,5,2,15,1333.8,0,1932,1950,22,28984,2714,0,15070,2500,10477,0,345,1.9E-2,0,0]
["188_16",188,11,"188_11",484,5,2,16,1333.8,0,1932,1950,22,29262,2714,0,15070,2500,10755,0,345,1.9E-2,0,0]
["188_17",188,12,"188_12",484,5,2,17,1339.5,0,1932,1950,22,31620,2714,0,15064,2500,13196,49,351,1.9E-2,0.01,0]
["188_18",188,13,"188_13",484,5,2,18,1508.9,0,1932,1950,22,36101,2714,0,14895,2500,18156,100,521,2.8000000000000001E-2,2.1000000000000001E-2,0]
["188_19",188,14,"188_14",484,5,2,19,1508.9,0,1932,1950,22,37928,2714,0,14895,2500,19958,125,521,2.8000000000000001E-2,2.5999999999999999E-2,0]
["188_20",188,15,"188_15",484,5,2,20,1508.9,0,1932,1950,22,36444,2714,0,14895,2500,18509,91,521,2.8000000000000001E-2,1.9E-2,0]
["188_21",188,16,"188_16",484,5,2,21,1512.3,0,1932,1950,22,34098,2714,0,14892,2500,15686,37,524,2.8000000000000001E-2,8.0000000000000002E-3,0]
["188_22",188,17,"188_17",484,5,2,22,1525.2,0,1932,1950,22,30437,2714,0,14879,2500,11685,2,537,2.9000000000000001E-2,0,0]
["188_23",188,18,"188_18",484,5,2,23,646,0,1932,1950,22,25893,2714,0,14890,3400,6858,1,525,2.9000000000000001E-2,0,0]
["189_9",189,1,"189_1",492,13,8,9,16.7,0,1940,1958,30,22318,1434,0,12624,0,11011,31,749,4.5999999999999999E-2,6.0000000000000001E-3,0]
["189_10",189,2,"189_2",492,13,8,10,58.6,0,1940,1958,30,23837,1509,0,12624,0,12502,18,749,4.5999999999999999E-2,4.0000000000000001E-3,0]
["189_11",189,3,"189_3",492,13,8,11,58.6,0,1940,1958,30,24845,1533,0,12624,0,12987,11,749,4.5999999999999999E-2,2E-3,0]
["189_12",189,4,"189_4",492,13,8,12,59.5,0,1940,1958,30,25276,1554,0,12623,0,13413,16,750,4.5999999999999999E-2,3.0000000000000001E-3,0]
["190_20",190,1,"190_1",492,13,9,20,122.6,0,1940,1958,30,26168,1630,0,13194,0,14134,83,178,1.0999999999999999E-2,1.7000000000000001E-2,0]
["190_21",190,2,"190_2",492,13,9,21,881.7,0,1940,1958,30,26723,1586,0,13186,0,13266,93,187,1.0999999999999999E-2,1.9E-2,0]
["190_22",190,3,"190_3",492,13,9,22,975.1,0,1940,1958,30,24778,1471,0,13093,0,11094,89,280,1.7000000000000001E-2,1.7999999999999999E-2,0]
["191_10",191,1,"191_1",492,13,10,10,622.29999999999995,0,1940,1958,30,24249,1506,0,12819,0,12164,9,554,3.4000000000000002E-2,2E-3,0]
["191_11",191,2,"191_2",492,13,10,11,830.1,0,1940,1958,30,25215,1518,0,12969,0,12197,55,404,2.5000000000000001E-2,1.0999999999999999E-2,0]
["191_12",191,3,"191_3",492,13,10,12,688.4,0,1940,1958,30,25600,1544,0,13111,0,12530,107,262,1.6E-2,2.1999999999999999E-2,0]
["191_13",191,4,"191_4",492,13,10,13,686.5,0,1940,1958,30,25882,1551,0,13113,0,12653,134,260,1.6E-2,2.7E-2,0]
["191_14",191,5,"191_5",492,13,10,14,686.5,0,1940,1958,30,26136,1564,0,13113,0,12929,111,260,1.6E-2,2.3E-2,0]
["191_15",191,6,"191_6",492,13,10,15,767.6,0,1940,1958,30,26232,1565,0,13032,0,13050,87,341,2.1000000000000001E-2,1.7999999999999999E-2,0]
["191_16",191,7,"191_7",492,13,10,16,1071.9000000000001,0,1940,1958,30,26300,1548,0,12727,0,13135,70,646,3.9E-2,1.4E-2,0]
["191_17",191,8,"191_8",492,13,10,17,1090,0,1940,1958,30,26477,1559,0,12709,0,13389,124,664,4.1000000000000002E-2,2.5999999999999999E-2,0]
["191_18",191,9,"191_9",492,13,10,18,1090,0,1940,1958,30,26484,1586,0,12709,0,13923,127,664,4.1000000000000002E-2,2.5999999999999999E-2,0]
["191_19",191,10,"191_10",492,13,10,19,1130.8,0,1940,1958,30,25793,1548,0,12668,0,13227,133,705,4.2999999999999997E-2,2.7E-2,0]
["191_20",191,11,"191_11",492,13,10,20,1123.3,0,1940,1958,30,25440,1533,0,12676,0,12907,99,697,4.2999999999999997E-2,0.02,0]
["191_21",191,12,"191_12",492,13,10,21,1071.9000000000001,0,1940,1958,30,25990,1533,0,12727,0,12837,57,646,3.9E-2,1.2E-2,0]
["191_22",191,13,"191_13",492,13,10,22,1071.9000000000001,0,1940,1958,30,24070,1425,0,12727,0,10675,69,646,3.9E-2,1.4E-2,0]
[{"$f":"CONCATENATE(B2199,\"_\",H2199)","v":"192_6"},{"$f":"IF(E2199=E2198,    (IF(F2199=F2198,    (IF(G2199=G2198,   (IF(H2199=H2198+1,B2198,B2198+1)), (IF(AND(G2199=G2198+1,H2199=1,H2198=24),B2198,B2198+1)))), B2198+1)), B2198+1)","v":192},{"$f":"IF(B2199=B2198,C2198+1,1)","v":1},{"$f":"CONCATENATE(B2199,\"_\",C2199)","v":"192_1"},497,4,11,6,1455.5,0,1945,1963,35,26554,3502,0,14584,3400,6909,104,889,4.8000000000000001E-2,2.1000000000000001E-2,0]
["192_7",192,2,"192_2",497,4,11,7,2388.1,0,1945,1963,35,33577,3502,0,14573,2500,14454,282,901,4.9000000000000002E-2,5.8000000000000003E-2,0]
["192_8",192,3,"192_3",497,4,11,8,2393.3000000000002,0,1945,1963,35,38435,2760,0,14568,2500,19779,212,906,4.9000000000000002E-2,4.2999999999999997E-2,0]
["192_9",192,4,"192_4",497,4,11,9,2392.5,0,1945,1963,35,39286,2760,0,14569,2500,20699,143,905,4.9000000000000002E-2,2.9000000000000001E-2,0]
["192_10",192,5,"192_5",497,4,11,10,2392.4,0,1945,1963,35,38682,2760,0,14569,2500,20118,120,905,4.9000000000000002E-2,2.5000000000000001E-2,0]
["192_11",192,6,"192_6",497,4,11,11,2392.4,0,1945,1963,35,37441,2760,0,14569,2500,18832,165,905,4.9000000000000002E-2,3.4000000000000002E-2,0]
["192_12",192,7,"192_7",497,4,11,12,2392.4,0,1945,1963,35,35591,2760,0,14569,2500,16630,120,905,4.9000000000000002E-2,2.5000000000000001E-2,0]
["192_13",192,8,"192_8",497,4,11,13,2388,0,1945,1963,35,33951,2760,0,14573,2500,14836,141,901,4.9000000000000002E-2,2.9000000000000001E-2,0]
["192_14",192,9,"192_9",497,4,11,14,2375.9,0,1945,1963,35,32638,2760,0,14585,2500,13280,252,888,4.8000000000000001E-2,5.0999999999999997E-2,0]
["192_15",192,10,"192_10",497,4,11,15,2375.9,0,1945,1963,35,31814,2760,0,14585,2500,12407,301,888,4.8000000000000001E-2,6.0999999999999999E-2,0]
["192_16",192,11,"192_11",497,4,11,16,2375,0,1945,1963,35,32517,2760,0,14586,2500,13081,330,888,4.8000000000000001E-2,6.7000000000000004E-2,0]
["192_17",192,12,"192_12",497,4,11,17,2374.6999999999998,0,1945,1963,35,36079,2760,0,14586,2500,16948,157,887,4.8000000000000001E-2,3.2000000000000001E-2,0]
["192_18",192,13,"192_13",497,4,11,18,2074.4,0,1945,1963,35,40150,2760,0,14887,2500,21573,133,587,3.2000000000000001E-2,2.7E-2,0]
["192_19",192,14,"192_14",497,4,11,19,1783.2,0,1945,1963,35,40162,2760,0,15178,2500,21668,50,296,1.6E-2,0.01,0]
["192_20",192,15,"192_15",497,4,11,20,1783.2,0,1945,1963,35,38813,2760,0,15178,2500,20345,24,296,1.6E-2,5.0000000000000001E-3,0]
["192_21",192,16,"192_16",497,4,11,21,1783.2,0,1945,1963,35,36570,2760,0,15178,2500,17568,28,296,1.6E-2,6.0000000000000001E-3,0]
["192_22",192,17,"192_17",497,4,11,22,1783.2,0,1945,1963,35,32623,2760,0,15178,2500,13364,78,296,1.6E-2,1.6E-2,0]
["192_23",192,18,"192_18",497,4,11,23,913.3,0,1945,1963,35,27820,2760,0,15178,3400,8013,215,296,1.6E-2,4.3999999999999997E-2,0]
["193_6",193,1,"193_1",497,4,12,6,1408.7,0,1945,1963,35,27011,3502,0,15014,3400,7087,0,459,2.5000000000000001E-2,0,0]
["193_7",193,2,"193_2",497,4,12,7,2510.5,0,1945,1963,35,34314,3502,0,14782,2500,15141,0,691,3.6999999999999998E-2,0,0]
["193_8",193,3,"193_3",497,4,12,8,2527.9,0,1945,1963,35,39244,2760,0,14765,2500,20468,0,709,3.7999999999999999E-2,0,0]
["193_9",193,4,"193_4",497,4,12,9,2521.3000000000002,0,1945,1963,35,39927,2760,0,14772,2500,21150,1,702,3.7999999999999999E-2,0,0]
["193_10",193,5,"193_5",497,4,12,10,2518.3000000000002,0,1945,1963,35,39184,2760,0,14775,2500,20395,14,699,3.7999999999999999E-2,3.0000000000000001E-3,0]
["193_11",193,6,"193_6",497,4,12,11,2518.3000000000002,0,1945,1963,35,37871,2760,0,14775,2500,19072,24,699,3.7999999999999999E-2,5.0000000000000001E-3,0]
["193_12",193,7,"193_7",497,4,12,12,2518.3000000000002,0,1945,1963,35,35976,2760,0,14775,2500,16793,10,699,3.7999999999999999E-2,2E-3,0]
["193_13",193,8,"193_8",497,4,12,13,2518.3000000000002,0,1945,1963,35,34313,2760,0,14775,2500,14998,10,699,3.7999999999999999E-2,2E-3,0]
["193_14",193,9,"193_9",497,4,12,14,2477.9,0,1945,1963,35,32995,2760,0,14815,2500,13551,6,659,3.5999999999999997E-2,1E-3,0]
["193_15",193,10,"193_10",497,4,12,15,2268.6999999999998,0,1945,1963,35,32159,2760,0,15024,2500,12721,0,450,2.4E-2,0,0]
["193_16",193,11,"193_11",497,4,12,16,2270.6,0,1945,1963,35,32844,2760,0,15022,2500,13406,0,452,2.4E-2,0,0]
["193_17",193,12,"193_12",497,4,12,17,2242.1,0,1945,1963,35,36373,2760,0,15051,2500,17049,19,423,2.3E-2,4.0000000000000001E-3,0]
["193_18",193,13,"193_13",497,4,12,18,2212.1,0,1945,1963,35,40477,2760,0,15081,2500,21644,58,393,2.1000000000000001E-2,1.2E-2,0]
["193_19",193,14,"193_14",497,4,12,19,2217,0,1945,1963,35,40533,2760,0,15076,2500,21654,103,398,2.1999999999999999E-2,2.1000000000000001E-2,0]
["193_20",193,15,"193_15",497,4,12,20,2240.6,0,1945,1963,35,39129,2760,0,15052,2500,20222,132,422,2.3E-2,2.7E-2,0]
["193_21",193,16,"193_16",497,4,12,21,2240.6,0,1945,1963,35,36845,2760,0,15052,2500,17349,191,422,2.3E-2,3.9E-2,0]
["193_22",193,17,"193_17",497,4,12,22,2244.3000000000002,0,1945,1963,35,32887,2760,0,15049,2500,13226,148,425,2.3E-2,0.03,0]
["193_23",193,18,"193_18",497,4,12,23,1497.8,0,1945,1963,35,28076,2760,0,14925,3400,8098,54,549,0.03,1.0999999999999999E-2,0]
["194_18",194,1,"194_1",499,3,17,18,0,1561.4,1947,1965,37,46257,2891,0,13487,2500,31073,94,1957,0.106,1.9E-2,0]
["194_19",194,2,"194_2",499,3,17,19,0,324.8,1947,1965,37,45130,2891,0,13536,2500,29837,155,1909,0.10299999999999999,3.2000000000000001E-2,0]
["195_9",195,1,"195_1",501,13,1,9,837.9,0,1949,1967,39,23059,1399,0,11788,0,11476,323,1585,9.7000000000000003E-2,6.6000000000000003E-2,0]
["195_10",195,2,"195_2",501,13,1,10,946.2,0,1949,1967,39,24822,1489,0,11795,0,13271,175,1578,9.6000000000000002E-2,3.5999999999999997E-2,0]
["195_11",195,3,"195_3",501,13,1,11,946.2,0,1949,1967,39,26015,1528,0,11795,0,14048,61,1578,9.6000000000000002E-2,1.2999999999999999E-2,0]
["195_12",195,4,"195_4",501,13,1,12,799.4,0,1949,1967,39,26587,1569,0,11942,0,14657,25,1431,8.6999999999999994E-2,5.0000000000000001E-3,0]
["195_13",195,5,"195_5",501,13,1,13,703.9,0,1949,1967,39,27008,1590,0,12038,0,14957,13,1335,8.2000000000000003E-2,3.0000000000000001E-3,0]
["195_14",195,6,"195_6",501,13,1,14,703.9,0,1949,1967,39,27347,1606,0,12038,0,15271,38,1335,8.2000000000000003E-2,8.0000000000000002E-3,0]
["195_15",195,7,"195_7",501,13,1,15,703.8,0,1949,1967,39,27531,1617,0,12038,0,15486,7,1335,8.2000000000000003E-2,1E-3,0]
["195_16",195,8,"195_8",501,13,1,16,476.9,0,1949,1967,39,27691,1640,0,12265,0,15633,21,1108,6.8000000000000005E-2,4.0000000000000001E-3,0]
["195_17",195,9,"195_9",501,13,1,17,224.4,0,1949,1967,39,28008,1678,0,12517,0,16029,73,856,5.1999999999999998E-2,1.4999999999999999E-2,0]
["195_18",195,10,"195_10",501,13,1,18,106,0,1949,1967,39,28068,1714,0,12635,0,16592,100,738,4.4999999999999998E-2,0.02,0]
["195_19",195,11,"195_11",501,13,1,19,106,0,1949,1967,39,27148,1667,0,12635,0,15659,113,738,4.4999999999999998E-2,2.3E-2,0]
["195_20",195,12,"195_12",501,13,1,20,106,0,1949,1967,39,26279,1619,0,12635,0,14691,212,738,4.4999999999999998E-2,4.2999999999999997E-2,0]
["195_21",195,13,"195_13",501,13,1,21,105.7,0,1949,1967,39,26756,1609,0,12636,0,14494,224,737,4.4999999999999998E-2,4.5999999999999999E-2,0]
["195_22",195,14,"195_14",501,13,1,22,64.5,0,1949,1967,39,25222,1529,0,12677,0,12831,122,696,4.2999999999999997E-2,2.5000000000000001E-2,0]
["196_15",196,1,"196_1",501,13,5,15,18.3,0,1949,1967,39,26845,1604,0,12659,0,14353,518,714,4.3999999999999997E-2,0.106,0]
["196_16",196,2,"196_2",501,13,5,16,269,0,1949,1967,39,26959,1580,0,12659,0,13868,867,714,4.3999999999999997E-2,0.17699999999999999,0]
["196_17",196,3,"196_3",501,13,5,17,271.5,0,1949,1967,39,27207,1599,0,12657,0,14268,847,716,4.3999999999999997E-2,0.17299999999999999,0]
["196_18",196,4,"196_4",501,13,5,18,272.60000000000002,0,1949,1967,39,27220,1634,0,12656,0,14955,702,717,4.3999999999999997E-2,0.14399999999999999,0]
["196_19",196,5,"196_5",501,13,5,19,230.5,0,1949,1967,39,26359,1601,0,12698,0,14243,554,675,4.1000000000000002E-2,0.113,0]
["196_20",196,6,"196_6",501,13,5,20,108.4,0,1949,1967,39,25691,1580,0,12820,0,13662,467,553,3.4000000000000002E-2,9.5000000000000001E-2,0]
["196_21",196,7,"196_7",501,13,5,21,106,0,1949,1967,39,26239,1586,0,12822,0,13763,252,551,3.4000000000000002E-2,5.1999999999999998E-2,0]
["196_22",196,8,"196_8",501,13,5,22,104.3,0,1949,1967,39,24597,1495,0,12824,0,11949,193,549,3.4000000000000002E-2,3.9E-2,0]
["197_8",197,1,"197_1",537,12,13,8,210.9,0,1985,2003,75,19158,1238,0,11763,0,8283,258,1610,9.8000000000000004E-2,5.2999999999999999E-2,0]
["197_9",197,2,"197_2",537,12,13,9,591.6,0,1985,2003,75,21575,1347,0,11763,0,10474,103,1610,9.8000000000000004E-2,2.1000000000000001E-2,0]
["197_10",197,3,"197_3",537,12,13,10,591.6,0,1985,2003,75,23423,1444,0,11763,0,12413,12,1610,9.8000000000000004E-2,2E-3,0]
["197_11",197,4,"197_4",537,12,13,11,591.6,0,1985,2003,75,24618,1485,0,11763,0,13222,0,1610,9.8000000000000004E-2,0,0]
[{"$f":"CONCATENATE(B2263,\"_\",H2263)","v":"197_12"},{"$f":"IF(E2263=E2262,    (IF(F2263=F2262,    (IF(G2263=G2262,   (IF(H2263=H2262+1,B2262,B2262+1)), (IF(AND(G2263=G2262+1,H2263=1,H2262=24),B2262,B2262+1)))), B2262+1)), B2262+1)","v":197},{"$f":"IF(B2263=B2262,C2262+1,1)","v":5},{"$f":"CONCATENATE(B2263,\"_\",C2263)","v":"197_5"},537,12,13,12,596,0,1985,2003,75,25184,1506,0,11758,0,13650,6,1614,9.9000000000000005E-2,1E-3,0]
["197_13",197,6,"197_6",537,12,13,13,709.1,0,1985,2003,75,25558,1509,0,11645,0,13880,18,1728,0.106,4.0000000000000001E-3,0]
["197_14",197,7,"197_7",537,12,13,14,709.1,0,1985,2003,75,25844,1522,0,11645,0,14129,54,1728,0.106,1.0999999999999999E-2,0]
["197_15",197,8,"197_8",537,12,13,15,390.2,0,1985,2003,75,26005,1550,0,11964,0,14253,92,1409,8.5999999999999993E-2,1.9E-2,0]
["197_16",197,9,"197_9",537,12,13,16,327.10000000000002,0,1985,2003,75,26160,1562,0,12027,0,14398,102,1346,8.2000000000000003E-2,2.1000000000000001E-2,0]
["197_17",197,10,"197_10",537,12,13,17,327.10000000000002,0,1985,2003,75,26471,1586,0,12027,0,14875,68,1346,8.2000000000000003E-2,1.4E-2,0]
["197_18",197,11,"197_11",537,12,13,18,327.10000000000002,0,1985,2003,75,26499,1613,0,12027,0,15421,80,1346,8.2000000000000003E-2,1.6E-2,0]
["197_19",197,12,"197_12",537,12,13,19,327.10000000000002,0,1985,2003,75,25575,1566,0,12027,0,14490,87,1346,8.2000000000000003E-2,1.7999999999999999E-2,0]
["198_7",198,1,"198_1",537,13,4,7,1640.8,0,1985,2003,75,17516,3369,0,11543,0,5245,55,1830,0.112,1.0999999999999999E-2,0]
["198_8",198,2,"198_2",537,13,4,8,1757.2,0,1985,2003,75,20398,1229,0,11543,0,8420,44,1830,0.112,8.9999999999999993E-3,0]
["198_9",198,3,"198_3",537,13,4,9,1757.2,0,1985,2003,75,22686,1345,0,11543,0,10734,18,1830,0.112,4.0000000000000001E-3,0]
["198_10",198,4,"198_4",537,13,4,10,1757.2,0,1985,2003,75,24413,1431,0,11543,0,12468,10,1830,0.112,2E-3,0]
["198_11",198,5,"198_5",537,13,4,11,1743.9,0,1985,2003,75,25534,1462,0,11556,0,13064,6,1817,0.111,1E-3,0]
["198_12",198,6,"198_6",537,13,4,12,1715.7,0,1985,2003,75,26035,1489,0,11584,0,13571,0,1789,0.109,0,0]
["198_13",198,7,"198_7",537,13,4,13,1715.7,0,1985,2003,75,26387,1500,0,11584,0,13791,0,1789,0.109,0,0]
["198_14",198,8,"198_8",537,13,4,14,1715.7,0,1985,2003,75,26680,1515,0,11584,0,14080,4,1789,0.109,1E-3,0]
["198_15",198,9,"198_9",537,13,4,15,1715.7,0,1985,2003,75,26825,1522,0,11584,0,14224,5,1789,0.109,1E-3,0]
["198_16",198,10,"198_10",537,13,4,16,1689.6,0,1985,2003,75,26948,1530,0,11610,0,14352,0,1763,0.108,0,0]
["198_17",198,11,"198_11",537,13,4,17,1598.3,0,1985,2003,75,27206,1556,0,11702,0,14742,0,1671,0.10199999999999999,0,0]
["198_18",198,12,"198_12",537,13,4,18,1598.3,0,1985,2003,75,27220,1583,0,11702,0,15286,0,1671,0.10199999999999999,0,0]
["198_19",198,13,"198_13",537,13,4,19,1489.3,0,1985,2003,75,26342,1547,0,11811,0,14404,4,1562,9.5000000000000001E-2,1E-3,0]
["198_20",198,14,"198_14",537,13,4,20,1158.3,0,1985,2003,75,25622,1534,0,12142,0,13688,0,1231,7.4999999999999997E-2,0,0]
["198_21",198,15,"198_15",537,13,4,21,1158.3,0,1985,2003,75,26152,1528,0,12142,0,13556,0,1231,7.4999999999999997E-2,0,0]
["198_22",198,16,"198_16",537,13,4,22,1158.3,0,1985,2003,75,24558,1436,0,12142,0,11731,0,1231,7.4999999999999997E-2,0,0]
["199_13",199,1,"199_1",537,13,5,13,258.5,0,1985,2003,75,25520,1534,0,11944,0,13967,53,1429,8.6999999999999994E-2,1.0999999999999999E-2,0]
["199_14",199,2,"199_2",537,13,5,14,327.8,0,1985,2003,75,25778,1543,0,11944,0,14131,78,1429,8.6999999999999994E-2,1.6E-2,0]
["199_15",199,3,"199_3",537,13,5,15,327.8,0,1985,2003,75,25902,1548,0,11944,0,14240,93,1429,8.6999999999999994E-2,1.9E-2,0]
["199_16",199,4,"199_4",537,13,5,16,327.8,0,1985,2003,75,26011,1552,0,11944,0,14314,128,1429,8.6999999999999994E-2,2.5999999999999999E-2,0]
["199_17",199,5,"199_5",537,13,5,17,327.8,0,1985,2003,75,26250,1563,0,11944,0,14534,280,1429,8.6999999999999994E-2,5.7000000000000002E-2,0]
["199_18",199,6,"199_6",537,13,5,18,327.8,0,1985,2003,75,26263,1559,0,11944,0,14457,899,1429,8.6999999999999994E-2,0.184,0]
["199_19",199,7,"199_7",537,13,5,19,327.8,0,1985,2003,75,25433,1480,0,11944,0,12876,1651,1429,8.6999999999999994E-2,0.33700000000000002,0]
["199_20",199,8,"199_8",537,13,5,20,327.8,0,1985,2003,75,24789,1413,0,11944,0,11541,2341,1429,8.6999999999999994E-2,0.47799999999999998,0]
["199_21",199,9,"199_9",537,13,5,21,446.6,0,1985,2003,75,25317,1376,0,11825,0,10963,2786,1547,9.5000000000000001E-2,0.56899999999999995,0]
["199_22",199,10,"199_10",537,13,5,22,491.1,0,1985,2003,75,23733,1285,0,11781,0,9197,2737,1592,9.7000000000000003E-2,0.55900000000000005,0]
["200_7",200,1,"200_1",537,13,11,7,297.2,0,1985,2003,75,17855,3369,0,12583,0,5943,0,790,4.8000000000000001E-2,0,0]
["200_8",200,2,"200_2",537,13,11,8,297.2,0,1985,2003,75,20728,1341,0,12583,0,9213,0,790,4.8000000000000001E-2,0,0]
["200_9",200,3,"200_3",537,13,11,9,297.2,0,1985,2003,75,22813,1446,0,12583,0,11299,0,790,4.8000000000000001E-2,0,0]
["200_10",200,4,"200_4",537,13,11,10,180.4,0,1985,2003,75,24337,1530,0,12700,0,12821,2,673,4.1000000000000002E-2,1E-3,0]
["200_11",200,5,"200_5",537,13,11,11,176.2,0,1985,2003,75,25295,1551,0,12704,0,13225,26,669,4.1000000000000002E-2,5.0000000000000001E-3,0]
["200_12",200,6,"200_6",537,13,11,12,184.2,0,1985,2003,75,25658,1564,0,12696,0,13515,99,677,4.1000000000000002E-2,0.02,0]
["200_13",200,7,"200_7",537,13,11,13,184.2,0,1985,2003,75,25909,1567,0,12696,0,13562,170,677,4.1000000000000002E-2,3.5000000000000003E-2,0]
["200_14",200,8,"200_8",537,13,11,14,186.1,0,1985,2003,75,26138,1572,0,12694,0,13672,289,679,4.1000000000000002E-2,5.8999999999999997E-2,0]
["200_15",200,9,"200_9",537,13,11,15,193.2,0,1985,2003,75,26210,1578,0,12687,0,13795,239,686,4.2000000000000003E-2,4.9000000000000002E-2,0]
["200_16",200,10,"200_10",537,13,11,16,210.3,0,1985,2003,75,26261,1578,0,12670,0,13828,257,703,4.2999999999999997E-2,5.1999999999999998E-2,0]
["200_17",200,11,"200_11",537,13,11,17,210.2,0,1985,2003,75,26415,1588,0,12670,0,14029,342,703,4.2999999999999997E-2,7.0000000000000007E-2,0]
["200_18",200,12,"200_12",537,13,11,18,210.2,0,1985,2003,75,26411,1615,0,12670,0,14572,325,703,4.2999999999999997E-2,6.6000000000000003E-2,0]
["200_19",200,13,"200_13",537,13,11,19,210.2,0,1985,2003,75,25748,1587,0,12670,0,14012,222,703,4.2999999999999997E-2,4.4999999999999998E-2,0]
["200_20",200,14,"200_14",537,13,11,20,301.39999999999998,0,1985,2003,75,25457,1573,0,12578,0,13850,93,794,4.9000000000000002E-2,1.9E-2,0]
["200_21",200,15,"200_15",537,13,11,21,446.3,0,1985,2003,75,26008,1562,0,12434,0,13825,7,939,5.7000000000000002E-2,2E-3,0]
["200_22",200,16,"200_16",537,13,11,22,442.1,0,1985,2003,75,24053,1453,0,12438,0,11644,1,935,5.7000000000000002E-2,0,0]
["201_19",201,1,"201_1",540,1,6,19,482.2,0,1988,1929,1,24171,1296,0,9719,0,12313,2878,3646,0.223,0.58799999999999997,0]
["201_20",201,2,"201_2",540,1,6,20,622.29999999999995,0,1988,1929,1,25443,1340,0,9719,0,13193,3130,3645,0.223,0.63900000000000001,0]
["201_21",201,3,"201_3",540,1,6,21,620,0,1988,1929,1,24221,1221,0,9722,0,10800,3770,3643,0.223,0.77,0]
["201_22",201,4,"201_4",540,1,6,22,618.20000000000005,0,1988,1929,1,21120,1054,0,9723,0,7471,3721,3641,0.222,0.76,0]
["202_7",202,1,"202_1",544,13,8,7,19.7,0,1992,1933,5,17224,1461,0,12310,0,5701,161,1062,6.5000000000000002E-2,3.3000000000000002E-2,0]
["202_8",202,2,"202_2",544,13,8,8,20.3,0,1992,1933,5,20002,1306,0,12310,0,8895,142,1063,6.5000000000000002E-2,2.9000000000000001E-2,0]
["202_9",202,3,"202_3",544,13,8,9,19.3,0,1992,1933,5,22011,1410,0,12311,0,10958,89,1062,6.5000000000000002E-2,1.7999999999999999E-2,0]
["202_10",202,4,"202_4",544,13,8,10,24.9,0,1992,1933,5,23509,1485,0,12305,0,12464,80,1068,6.5000000000000002E-2,1.6E-2,0]
["202_11",202,5,"202_5",544,13,8,11,31.2,0,1992,1933,5,24502,1506,0,12299,0,12893,115,1074,6.6000000000000003E-2,2.4E-2,0]
["202_12",202,6,"202_6",544,13,8,12,31.2,0,1992,1933,5,24927,1520,0,12299,0,13180,253,1074,6.6000000000000003E-2,5.1999999999999998E-2,0]
["202_13",202,7,"202_7",544,13,8,13,31.2,0,1992,1933,5,25246,1517,0,12299,0,13113,507,1074,6.6000000000000003E-2,0.104,0]
["202_14",202,8,"202_8",544,13,8,14,31.2,0,1992,1933,5,25522,1520,0,12299,0,13172,724,1074,6.6000000000000003E-2,0.14799999999999999,0]
["203_10",203,1,"203_1",546,4,19,10,766.6,0,1994,1935,7,36598,2760,0,13716,2500,20615,18,1758,9.5000000000000001E-2,4.0000000000000001E-3,0]
["203_11",203,2,"203_2",546,4,19,11,1824.7,0,1994,1935,7,35222,2760,0,13716,2500,18178,20,1758,9.5000000000000001E-2,4.0000000000000001E-3,0]
[{"$f":"CONCATENATE(B2327,\"_\",H2327)","v":"203_12"},{"$f":"IF(E2327=E2326,    (IF(F2327=F2326,    (IF(G2327=G2326,   (IF(H2327=H2326+1,B2326,B2326+1)), (IF(AND(G2327=G2326+1,H2327=1,H2326=24),B2326,B2326+1)))), B2326+1)), B2326+1)","v":203},{"$f":"IF(B2327=B2326,C2326+1,1)","v":3},{"$f":"CONCATENATE(B2327,\"_\",C2327)","v":"203_3"},546,4,19,12,1824.7,0,1994,1935,7,33371,2760,0,13716,2500,15930,20,1758,9.5000000000000001E-2,4.0000000000000001E-3,0]
["203_13",203,4,"203_4",546,4,19,13,1824.7,0,1994,1935,7,31775,2760,0,13716,2500,14190,31,1758,9.5000000000000001E-2,6.0000000000000001E-3,0]
["203_14",203,5,"203_5",546,4,19,14,1824.7,0,1994,1935,7,30524,2760,0,13716,2500,12738,100,1758,9.5000000000000001E-2,2.1000000000000001E-2,0]
["203_15",203,6,"203_6",546,4,19,15,1824.7,0,1994,1935,7,29686,2760,0,13716,2500,11879,121,1758,9.5000000000000001E-2,2.5000000000000001E-2,0]
["203_16",203,7,"203_7",546,4,19,16,1820.6,0,1994,1935,7,30203,2760,0,13720,2500,12421,96,1754,9.5000000000000001E-2,0.02,0]
["203_17",203,8,"203_8",546,4,19,17,1794.1,0,1994,1935,7,33176,2760,0,13747,2500,15506,117,1727,9.2999999999999999E-2,2.4E-2,0]
["203_18",203,9,"203_9",546,4,19,18,1369.1,0,1994,1935,7,37234,2760,0,14172,2500,20081,129,1302,7.0000000000000007E-2,2.5999999999999999E-2,0]
["203_19",203,10,"203_10",546,4,19,19,1350.4,0,1994,1935,7,37828,2760,0,14190,2500,20708,96,1284,6.9000000000000006E-2,0.02,0]
["203_20",203,11,"203_11",546,4,19,20,1091.0999999999999,0,1994,1935,7,36448,2760,0,14450,2500,19356,69,1024,5.5E-2,1.4E-2,0]
["203_21",203,12,"203_12",546,4,19,21,1091.0999999999999,0,1994,1935,7,34245,2760,0,14450,2500,16591,101,1024,5.5E-2,2.1000000000000001E-2,0]
["203_22",203,13,"203_13",546,4,19,22,943.5,0,1994,1935,7,30558,2760,0,14597,2500,12732,65,877,4.7E-2,1.2999999999999999E-2,0]
["203_23",203,14,"203_14",546,4,19,23,68.900000000000006,0,1994,1935,7,26063,2760,0,14602,3400,7807,84,872,4.7E-2,1.7000000000000001E-2,0]
["204_6",204,1,"204_1",546,4,20,6,1427.7,0,1994,1935,7,27451,3502,0,14647,3400,7685,190,827,4.4999999999999998E-2,3.9E-2,0]
["204_7",204,2,"204_2",546,4,20,7,2297.5,0,1994,1935,7,34969,3502,0,14647,2500,16046,98,827,4.4999999999999998E-2,0.02,0]
["204_8",204,3,"204_3",546,4,20,8,2297.5,0,1994,1935,7,39963,2760,0,14647,2500,21513,23,827,4.4999999999999998E-2,5.0000000000000001E-3,0]
["204_9",204,4,"204_4",546,4,20,9,2297.5,0,1994,1935,7,40453,2760,0,14647,2500,21983,43,827,4.4999999999999998E-2,8.9999999999999993E-3,0]
["204_10",204,5,"204_5",546,4,20,10,2297.5,0,1994,1935,7,39486,2760,0,14647,2500,21008,50,827,4.4999999999999998E-2,0.01,0]
["204_11",204,6,"204_6",546,4,20,11,2297.5,0,1994,1935,7,37978,2760,0,14647,2500,19482,69,827,4.4999999999999998E-2,1.4E-2,0]
["204_12",204,7,"204_7",546,4,20,12,2297.5,0,1994,1935,7,35947,2760,0,14647,2500,17070,52,827,4.4999999999999998E-2,1.0999999999999999E-2,0]
["204_13",204,8,"204_8",546,4,20,13,2297.5,0,1994,1935,7,34181,2760,0,14647,2500,15190,34,827,4.4999999999999998E-2,7.0000000000000001E-3,0]
["204_14",204,9,"204_9",546,4,20,14,2297.5,0,1994,1935,7,32798,2760,0,14647,2500,13623,86,827,4.4999999999999998E-2,1.7999999999999999E-2,0]
["204_15",204,10,"204_10",546,4,20,15,2289.5,0,1994,1935,7,31868,2760,0,14655,2500,12578,201,819,4.3999999999999997E-2,4.1000000000000002E-2,0]
["204_16",204,11,"204_11",546,4,20,16,2247.5,0,1994,1935,7,32396,2760,0,14697,2500,13151,155,777,4.2000000000000003E-2,3.2000000000000001E-2,0]
["204_17",204,12,"204_12",546,4,20,17,2265.5,0,1994,1935,7,35541,2760,0,14679,2500,16426,158,795,4.2999999999999997E-2,3.2000000000000001E-2,0]
["204_18",204,13,"204_13",546,4,20,18,2276,0,1994,1935,7,39922,2760,0,14668,2500,21418,76,805,4.3999999999999997E-2,1.6E-2,0]
["204_19",204,14,"204_14",546,4,20,19,2276,0,1994,1935,7,40625,2760,0,14668,2500,22173,24,805,4.3999999999999997E-2,5.0000000000000001E-3,0]
["204_20",204,15,"204_15",546,4,20,20,2270.5,0,1994,1935,7,39106,2760,0,14674,2500,20647,31,800,4.2999999999999997E-2,6.0000000000000001E-3,0]
["204_21",204,16,"204_16",546,4,20,21,2064.4,0,1994,1935,7,36729,2760,0,14880,2500,17732,40,594,3.2000000000000001E-2,8.0000000000000002E-3,0]
["204_22",204,17,"204_17",546,4,20,22,1746.1,0,1994,1935,7,32825,2760,0,15198,2500,13634,26,275,1.4999999999999999E-2,5.0000000000000001E-3,0]
["204_23",204,18,"204_18",546,4,20,23,876.2,0,1994,1935,7,28073,2760,0,15198,3400,8486,11,275,1.4999999999999999E-2,2E-3,0]
["205_10",205,1,"205_1",553,13,4,10,94.4,0,2001,1942,14,24706,1557,0,12926,0,13043,8,447,2.7E-2,2E-3,0]
["205_11",205,2,"205_2",553,13,4,11,206.5,0,2001,1942,14,25840,1581,0,12926,0,13521,22,447,2.7E-2,5.0000000000000001E-3,0]
["205_12",205,3,"205_3",553,13,4,12,206.5,0,2001,1942,14,26347,1606,0,12926,0,14028,23,447,2.7E-2,5.0000000000000001E-3,0]
["205_13",205,4,"205_4",553,13,4,13,206.5,0,2001,1942,14,26704,1616,0,12926,0,14219,56,447,2.7E-2,1.0999999999999999E-2,0]
["205_14",205,5,"205_5",553,13,4,14,206.5,0,2001,1942,14,27000,1633,0,12926,0,14554,17,447,2.7E-2,3.0000000000000001E-3,0]
["205_15",205,6,"205_6",553,13,4,15,206.5,0,2001,1942,14,27147,1637,0,12926,0,14639,79,447,2.7E-2,1.6E-2,0]
["205_16",205,7,"205_7",553,13,4,16,504.9,0,2001,1942,14,27271,1618,0,12628,0,14678,164,745,4.5999999999999999E-2,3.4000000000000002E-2,0]
["205_17",205,8,"205_8",553,13,4,17,534,0,2001,1942,14,27532,1637,0,12598,0,15101,134,774,4.7E-2,2.7E-2,0]
["205_18",205,9,"205_9",553,13,4,18,947.8,0,2001,1942,14,27547,1639,0,12185,0,15729,51,1188,7.2999999999999995E-2,1.0999999999999999E-2,0]
["205_19",205,10,"205_10",553,13,4,19,947.8,0,2001,1942,14,26658,1597,0,12185,0,14873,18,1188,7.2999999999999995E-2,4.0000000000000001E-3,0]
["205_20",205,11,"205_11",553,13,4,20,947.8,0,2001,1942,14,25929,1560,0,12185,0,14150,12,1188,7.2999999999999995E-2,3.0000000000000001E-3,0]
["205_21",205,12,"205_12",553,13,4,21,947.8,0,2001,1942,14,26465,1552,0,12185,0,13977,59,1188,7.2999999999999995E-2,1.2E-2,0]
["205_22",205,13,"205_13",553,13,4,22,947.8,0,2001,1942,14,24853,1431,0,12185,0,11551,642,1188,7.2999999999999995E-2,0.13100000000000001,0]
["206_7",206,1,"206_1",557,13,4,7,105.2,0,2005,1946,18,17554,2969,0,11516,0,6889,12,1856,0.113,2E-3,0]
["206_8",206,2,"206_2",557,13,4,8,128.9,0,2005,1946,18,20442,1313,0,11493,0,10174,12,1880,0.115,3.0000000000000001E-3,0]
["206_9",206,3,"206_3",557,13,4,9,145.80000000000001,0,2005,1946,18,22735,1427,0,11476,0,12477,2,1897,0.11600000000000001,0,0]
["206_10",206,4,"206_4",557,13,4,10,214,0,2005,1946,18,24465,1509,0,11408,0,14209,0,1965,0.12,0,0]
["206_11",206,5,"206_5",557,13,4,11,381.8,0,2005,1946,18,25589,1527,0,11240,0,14803,0,2133,0.13,0,0]
["206_12",206,6,"206_6",557,13,4,12,381.8,0,2005,1946,18,26091,1552,0,11240,0,15299,6,2133,0.13,1E-3,0]
["206_13",206,7,"206_7",557,13,4,13,381.8,0,2005,1946,18,26444,1563,0,11240,0,15520,6,2133,0.13,1E-3,0]
["206_14",206,8,"206_8",557,13,4,14,381.8,0,2005,1946,18,26737,1578,0,11240,0,15814,4,2133,0.13,1E-3,0]
["206_15",206,9,"206_9",557,13,4,15,381.8,0,2005,1946,18,26883,1585,0,11240,0,15961,3,2133,0.13,1E-3,0]
["206_16",206,10,"206_10",557,13,4,16,381.8,0,2005,1946,18,27006,1591,0,11240,0,16084,4,2133,0.13,1E-3,0]
["206_17",206,11,"206_11",557,13,4,17,381.8,0,2005,1946,18,27264,1610,0,11240,0,16469,10,2133,0.13,2E-3,0]
["206_18",206,12,"206_12",557,13,4,18,381.8,0,2005,1946,18,27279,1637,0,11240,0,17011,12,2133,0.13,2E-3,0]
["206_19",206,13,"206_13",557,13,4,19,381.8,0,2005,1946,18,26399,1594,0,11240,0,16136,7,2133,0.13,1E-3,0]
["206_20",206,14,"206_14",557,13,4,20,381.8,0,2005,1946,18,25677,1558,0,11240,0,15416,5,2133,0.13,1E-3,0]
["206_21",206,15,"206_15",557,13,4,21,381.8,0,2005,1946,18,26208,1551,0,11240,0,15284,6,2133,0.13,1E-3,0]
["206_22",206,16,"206_16",557,13,4,22,382.6,0,2005,1946,18,24611,1459,0,11239,0,13451,11,2134,0.13,2E-3,0]
["207_8",207,1,"207_1",557,13,5,8,8,0,2005,1946,18,20053,1299,0,11448,0,9955,8,1925,0.11799999999999999,2E-3,0]
["207_9",207,2,"207_2",557,13,5,9,60.4,0,2005,1946,18,22391,1412,0,11395,0,12290,11,1978,0.121,2E-3,0]
["207_10",207,3,"207_3",557,13,5,10,73.7,0,2005,1946,18,24145,1499,0,11382,0,14051,4,1991,0.122,1E-3,0]
["207_11",207,4,"207_4",557,13,5,11,88.9,0,2005,1946,18,25256,1527,0,11367,0,14635,1,2006,0.123,0,0]
["207_12",207,5,"207_5",557,13,5,12,88.9,0,2005,1946,18,25736,1551,0,11367,0,15116,0,2006,0.123,0,0]
[{"$f":"CONCATENATE(B2391,\"_\",H2391)","v":"207_13"},{"$f":"IF(E2391=E2390,    (IF(F2391=F2390,    (IF(G2391=G2390,   (IF(H2391=H2390+1,B2390,B2390+1)), (IF(AND(G2391=G2390+1,H2391=1,H2390=24),B2390,B2390+1)))), B2390+1)), B2390+1)","v":207},{"$f":"IF(B2391=B2390,C2390+1,1)","v":6},{"$f":"CONCATENATE(B2391,\"_\",C2391)","v":"207_6"},557,13,5,13,88.9,0,2005,1946,18,26057,1561,0,11367,0,15301,4,2006,0.123,1E-3,0]
["207_14",207,7,"207_7",557,13,5,14,88.9,0,2005,1946,18,26320,1574,0,11367,0,15561,6,2006,0.123,1E-3,0]
["207_15",207,8,"207_8",557,13,5,15,88.9,0,2005,1946,18,26447,1580,0,11367,0,15685,9,2006,0.123,2E-3,0]
["207_16",207,9,"207_9",557,13,5,16,88.9,0,2005,1946,18,26558,1585,0,11367,0,15796,10,2006,0.123,2E-3,0]
["207_17",207,10,"207_10",557,13,5,17,186.1,0,2005,1946,18,26802,1598,0,11270,0,16173,9,2103,0.128,2E-3,0]
["207_18",207,11,"207_11",557,13,5,18,468,0,2005,1946,18,26816,1605,0,10988,0,16715,11,2385,0.14599999999999999,2E-3,0]
["207_19",207,12,"207_12",557,13,5,19,459.5,0,2005,1946,18,25968,1563,0,10996,0,15863,15,2377,0.14499999999999999,3.0000000000000001E-3,0]
["207_20",207,13,"207_13",557,13,5,20,624.1,0,2005,1946,18,25310,1516,0,10832,0,15154,66,2541,0.155,1.2999999999999999E-2,0]
["207_21",207,14,"207_14",557,13,5,21,751,0,2005,1946,18,25849,1501,0,10705,0,15031,66,2668,0.16300000000000001,1.4E-2,0]
["207_22",207,15,"207_15",557,13,5,22,879.9,0,2005,1946,18,24232,1397,0,10576,0,13125,124,2797,0.17100000000000001,2.5000000000000001E-2,0]
["208_6",208,1,"208_1",561,4,3,6,205.5,0,1929,1950,22,25756,3502,0,14070,3400,7965,15,1404,7.5999999999999998E-2,3.0000000000000001E-3,0]
["208_7",208,2,"208_2",561,4,3,7,118.5,0,1929,1950,22,32139,3502,0,14070,3400,14319,131,1404,7.5999999999999998E-2,2.7E-2,0]
["208_8",208,3,"208_3",561,4,3,8,205.4,0,1929,1950,22,36873,3502,0,14070,3400,18727,369,1404,7.5999999999999998E-2,7.5999999999999998E-2,0]
["208_9",208,4,"208_4",561,4,3,9,202,0,1929,1950,22,38178,3502,0,14074,3400,19576,825,1400,7.5999999999999998E-2,0.16900000000000001,0]
["208_10",208,5,"208_5",561,4,3,10,197.8,0,1929,1950,22,37942,3502,0,14078,3400,19164,1002,1396,7.5999999999999998E-2,0.20499999999999999,0]
["208_11",208,6,"208_6",561,4,3,11,197.7,0,1929,1950,22,36875,3502,0,14078,3400,18310,788,1396,7.5999999999999998E-2,0.161,0]
["208_12",208,7,"208_7",561,4,3,12,197.8,0,1929,1950,22,35122,3502,0,14078,3400,16527,819,1396,7.5999999999999998E-2,0.16700000000000001,0]
["208_13",208,8,"208_8",561,4,3,13,153.9,0,1929,1950,22,33518,3502,0,14078,3400,14930,855,1396,7.5999999999999998E-2,0.17499999999999999,0]
["208_14",208,9,"208_9",561,4,3,14,68.400000000000006,0,1929,1950,22,32207,3502,0,14073,3400,13650,915,1401,7.5999999999999998E-2,0.187,0]
["208_15",208,10,"208_10",561,4,3,15,25.1,0,1929,1950,22,31448,3502,0,14066,3400,12938,918,1408,7.5999999999999998E-2,0.187,0]
["208_16",208,11,"208_11",561,4,3,16,66.7,0,1929,1950,22,32274,3502,0,14066,3400,13527,1113,1408,7.5999999999999998E-2,0.22700000000000001,0]
["208_17",208,12,"208_12",561,4,3,17,209.5,0,1929,1950,22,36150,3502,0,14066,3400,17213,1160,1408,7.5999999999999998E-2,0.23699999999999999,0]
["208_18",208,13,"208_13",561,4,3,18,210.3,0,1929,1950,22,39976,3502,0,14065,3400,20982,1217,1408,7.5999999999999998E-2,0.249,0]
["208_19",208,14,"208_14",561,4,3,19,213.8,0,1929,1950,22,39489,3502,0,14062,3400,20667,1046,1412,7.5999999999999998E-2,0.214,0]
["208_20",208,15,"208_15",561,4,3,20,218.6,0,1929,1950,22,38173,3502,0,14057,3400,19594,803,1417,7.6999999999999999E-2,0.16400000000000001,0]
["208_21",208,16,"208_16",561,4,3,21,220,0,1929,1950,22,36051,3502,0,14056,3400,17754,521,1418,7.6999999999999999E-2,0.106,0]
["208_22",208,17,"208_17",561,4,3,22,125.2,0,1929,1950,22,32226,3502,0,14055,3400,14199,346,1419,7.6999999999999999E-2,7.0999999999999994E-2,0]
["209_6",209,1,"209_1",561,4,4,6,784.1,0,1929,1950,22,25946,3502,0,14610,3400,7051,0,864,4.7E-2,0,0]
["209_7",209,2,"209_2",561,4,4,7,1299.8,0,1929,1950,22,32648,3502,0,14894,2500,14574,0,579,3.1E-2,0,0]
["209_8",209,3,"209_3",561,4,4,8,1362.4,0,1929,1950,22,37396,2760,0,14902,2500,19648,1,572,3.1E-2,0,0]
["209_9",209,4,"209_4",561,4,4,9,1362.4,0,1929,1950,22,38413,2760,0,14902,2500,20652,14,572,3.1E-2,3.0000000000000001E-3,0]
["209_10",209,5,"209_5",561,4,4,10,1362.4,0,1929,1950,22,37983,2760,0,14902,2500,20213,24,572,3.1E-2,5.0000000000000001E-3,0]
["209_11",209,6,"209_6",561,4,4,11,1362.4,0,1929,1950,22,36863,2760,0,14902,2500,19106,10,572,3.1E-2,2E-3,0]
["209_12",209,7,"209_7",561,4,4,12,1351.2,0,1929,1950,22,35107,2760,0,14913,2500,16953,10,561,0.03,2E-3,0]
["209_13",209,8,"209_8",561,4,4,13,1312.3,0,1929,1950,22,33536,2760,0,14931,2500,15274,6,542,2.9000000000000001E-2,1E-3,0]
["209_14",209,9,"209_9",561,4,4,14,1132.7,0,1929,1950,22,32267,2760,0,15019,2500,13970,0,455,2.5000000000000001E-2,0,0]
["209_15",209,10,"209_10",561,4,4,15,1363.8,0,1929,1950,22,31520,2760,0,14739,2500,13272,0,735,0.04,0,0]
["209_16",209,11,"209_11",561,4,4,16,1418.6,0,1929,1950,22,32332,2760,0,14736,2500,14014,19,738,0.04,4.0000000000000001E-3,0]
["209_17",209,12,"209_12",561,4,4,17,1527.8,0,1929,1950,22,36153,2760,0,14736,2500,17819,58,738,0.04,1.2E-2,0]
["209_18",209,13,"209_13",561,4,4,18,1527.8,0,1929,1950,22,39983,2760,0,14736,2500,22133,103,738,0.04,2.1000000000000001E-2,0]
["209_19",209,14,"209_14",561,4,4,19,1526.2,0,1929,1950,22,39546,2760,0,14738,2500,21667,132,736,0.04,2.7E-2,0]
["209_20",209,15,"209_15",561,4,4,20,1426.9,0,1929,1950,22,38223,2760,0,14837,2500,20285,191,637,3.4000000000000002E-2,3.9E-2,0]
["209_21",209,16,"209_16",561,4,4,21,1397.9,0,1929,1950,22,36081,2760,0,14866,2500,17657,148,608,3.3000000000000002E-2,0.03,0]
["209_22",209,17,"209_17",561,4,4,22,1274.0999999999999,0,1929,1950,22,32222,2760,0,14866,2500,13807,54,608,3.3000000000000002E-2,1.0999999999999999E-2,0]
["209_23",209,18,"209_18",561,4,4,23,528,0,1929,1950,22,27491,2760,0,14866,3400,8591,5,608,3.3000000000000002E-2,1E-3,0]
["210_8",210,1,"210_1",561,4,13,8,47.4,0,1929,1950,22,35773,2760,0,14489,2500,19223,531,985,5.2999999999999999E-2,0.109,0]
["210_9",210,2,"210_2",561,4,13,9,47.4,0,1929,1950,22,36483,2760,0,14489,2500,19953,511,985,5.2999999999999999E-2,0.104,0]
["210_10",210,3,"210_3",561,4,13,10,47.4,0,1929,1950,22,35848,2760,0,14489,2500,19442,387,985,5.2999999999999999E-2,7.9000000000000001E-2,0]
["211_8",211,1,"211_1",561,4,14,8,1794.4,0,1929,1950,22,40030,2760,0,14623,2500,21553,577,851,4.5999999999999999E-2,0.11799999999999999,0]
["211_9",211,2,"211_2",561,4,14,9,1921.3,0,1929,1950,22,41085,2760,0,14716,2500,22355,610,758,4.1000000000000002E-2,0.125,0]
["211_10",211,3,"211_3",561,4,14,10,1920.2,0,1929,1950,22,40520,2760,0,14717,2500,21838,562,757,4.1000000000000002E-2,0.115,0]
["211_11",211,4,"211_4",561,4,14,11,1916.8,0,1929,1950,22,39163,2760,0,14720,2500,20500,542,753,4.1000000000000002E-2,0.111,0]
["211_12",211,5,"211_5",561,4,14,12,1916.8,0,1929,1950,22,37150,2760,0,14720,2500,18123,509,753,4.1000000000000002E-2,0.104,0]
["211_13",211,6,"211_6",561,4,14,13,1916.8,0,1929,1950,22,35334,2760,0,14720,2500,16192,492,753,4.1000000000000002E-2,0.10100000000000001,0]
["211_14",211,7,"211_7",561,4,14,14,1812,0,1929,1950,22,33884,2760,0,14720,2500,14634,572,753,4.1000000000000002E-2,0.11700000000000001,0]
["211_15",211,8,"211_8",561,4,14,15,1744,0,1929,1950,22,32959,2760,0,14720,2500,13670,679,753,4.1000000000000002E-2,0.13900000000000001,0]
["211_16",211,9,"211_9",561,4,14,16,1782.3,0,1929,1950,22,33612,2760,0,14720,2500,14205,759,754,4.1000000000000002E-2,0.155,0]
["211_17",211,10,"211_10",561,4,14,17,1917.6,0,1929,1950,22,37152,2760,0,14720,2500,17643,859,754,4.1000000000000002E-2,0.17599999999999999,0]
["211_18",211,11,"211_11",561,4,14,18,1917.6,0,1929,1950,22,41431,2760,0,14720,2500,22374,937,754,4.1000000000000002E-2,0.191,0]
["211_19",211,12,"211_12",561,4,14,19,1917.6,0,1929,1950,22,41622,2760,0,14720,2500,22595,907,754,4.1000000000000002E-2,0.185,0]
["211_20",211,13,"211_13",561,4,14,20,1917.6,0,1929,1950,22,40147,2760,0,14720,2500,21042,985,754,4.1000000000000002E-2,0.20100000000000001,0]
["211_21",211,14,"211_14",561,4,14,21,1910.2,0,1929,1950,22,37792,2760,0,14727,2500,18343,799,747,0.04,0.16300000000000001,0]
["211_22",211,15,"211_15",561,4,14,22,1765.1,0,1929,1950,22,33821,2760,0,14742,2500,14279,815,731,0.04,0.16600000000000001,0]
["211_23",211,16,"211_16",561,4,14,23,1025.0999999999999,0,1929,1950,22,29018,2760,0,14742,3400,8817,933,731,0.04,0.191,0]
[{"$f":"CONCATENATE(B2455,\"_\",H2455)","v":"212_17"},{"$f":"IF(E2455=E2454,    (IF(F2455=F2454,    (IF(G2455=G2454,   (IF(H2455=H2454+1,B2454,B2454+1)), (IF(AND(G2455=G2454+1,H2455=1,H2454=24),B2454,B2454+1)))), B2454+1)), B2454+1)","v":212},{"$f":"IF(B2455=B2454,C2454+1,1)","v":1},{"$f":"CONCATENATE(B2455,\"_\",C2455)","v":"212_1"},561,4,15,17,260,0,1929,1950,22,35740,2760,0,13993,2500,17095,2379,1481,0.08,0.48599999999999999,0]
["212_18",212,2,"212_2",561,4,15,18,692,0,1929,1950,22,39938,2760,0,13993,2500,21370,2400,1481,0.08,0.49,0]
["212_19",212,3,"212_3",561,4,15,19,691.4,0,1929,1950,22,40222,2760,0,13993,2500,22353,1701,1480,0.08,0.34799999999999998,0]
["212_20",212,4,"212_4",561,4,15,20,691.9,0,1929,1950,22,38808,2760,0,13993,2500,21247,1394,1481,0.08,0.28499999999999998,0]
["212_21",212,5,"212_5",561,4,15,21,692.4,0,1929,1950,22,36528,2760,0,13992,2500,18694,1137,1481,0.08,0.23200000000000001,0]
["212_22",212,6,"212_6",561,4,15,22,629.79999999999995,0,1929,1950,22,32687,2760,0,13992,2500,14738,1106,1481,0.08,0.22600000000000001,0]
["213_6",213,1,"213_1",561,5,1,6,1160.5,0,1929,1950,22,27092,3499,0,14985,3400,7183,266,431,2.3E-2,5.3999999999999999E-2,0]
["213_7",213,2,"213_2",561,5,1,7,2021.8,0,1929,1950,22,34853,3499,0,14991,2500,15734,267,424,2.3E-2,5.5E-2,0]
["213_8",213,3,"213_3",561,5,1,8,2021.8,0,1929,1950,22,39704,2714,0,14991,2500,20971,279,424,2.3E-2,5.7000000000000002E-2,0]
["213_9",213,4,"213_4",561,5,1,9,2021.8,0,1929,1950,22,39621,2714,0,14991,2500,21002,165,424,2.3E-2,3.4000000000000002E-2,0]
["213_10",213,5,"213_5",561,5,1,10,2028.1,0,1929,1950,22,38180,2714,0,14985,2500,19653,73,430,2.3E-2,1.4999999999999999E-2,0]
["213_11",213,6,"213_6",561,5,1,11,2256.6999999999998,0,1929,1950,22,36422,2714,0,14757,2500,17509,62,659,3.5999999999999997E-2,1.2999999999999999E-2,0]
["213_12",213,7,"213_7",561,5,1,12,2255.4,0,1929,1950,22,34311,2714,0,14758,2500,15260,68,658,3.5999999999999997E-2,1.4E-2,0]
["213_13",213,8,"213_8",561,5,1,13,2254.1999999999998,0,1929,1950,22,32555,2714,0,14759,2500,13307,132,657,3.5999999999999997E-2,2.7E-2,0]
["213_14",213,9,"213_9",561,5,1,14,2253.1999999999998,0,1929,1950,22,31190,2714,0,14760,2500,11823,251,655,3.5999999999999997E-2,5.0999999999999997E-2,0]
["213_15",213,10,"213_10",561,5,1,15,2253.1999999999998,0,1929,1950,22,30204,2714,0,14760,2500,10614,473,655,3.5999999999999997E-2,9.7000000000000003E-2,0]
["213_16",213,11,"213_11",561,5,1,16,2253.1999999999998,0,1929,1950,22,30517,2714,0,14760,2500,10925,476,655,3.5999999999999997E-2,9.7000000000000003E-2,0]
["213_17",213,12,"213_12",561,5,1,17,2258.1,0,1929,1950,22,33041,2714,0,14755,2500,13775,282,660,3.5999999999999997E-2,5.8000000000000003E-2,0]
["213_18",213,13,"213_13",561,5,1,18,2258.4,0,1929,1950,22,37733,2714,0,14755,2500,18997,282,661,3.5999999999999997E-2,5.8000000000000003E-2,0]
["213_19",213,14,"213_14",561,5,1,19,2258.4,0,1929,1950,22,39578,2714,0,14755,2500,20750,374,661,3.5999999999999997E-2,7.6999999999999999E-2,0]
["213_20",213,15,"213_15",561,5,1,20,2258.4,0,1929,1950,22,38063,2714,0,14755,2500,19123,486,661,3.5999999999999997E-2,9.9000000000000005E-2,0]
["213_21",213,16,"213_16",561,5,1,21,2258.4,0,1929,1950,22,35630,2714,0,14755,2500,16264,382,661,3.5999999999999997E-2,7.8E-2,0]
["213_22",213,17,"213_17",561,5,1,22,2258.4,0,1929,1950,22,31780,2714,0,14755,2500,12170,251,661,3.5999999999999997E-2,5.0999999999999997E-2,0]
["213_23",213,18,"213_18",561,5,1,23,1397.4,0,1929,1950,22,27002,2714,0,14748,3400,7180,179,667,3.5999999999999997E-2,3.6999999999999998E-2,0]
["214_6",214,1,"214_1",561,5,2,6,1044.4000000000001,0,1929,1950,22,26197,3499,0,14555,3400,7096,3,860,4.7E-2,1E-3,0]
["214_7",214,2,"214_2",561,5,2,7,2046.1,0,1929,1950,22,33847,3499,0,14421,2500,15490,52,994,5.3999999999999999E-2,1.0999999999999999E-2,0]
["214_8",214,3,"214_3",561,5,2,8,2311.9,0,1929,1950,22,38516,2714,0,14156,2500,20527,81,1260,6.8000000000000005E-2,1.7000000000000001E-2,0]
["214_9",214,4,"214_4",561,5,2,9,2047.5,0,1929,1950,22,38248,2714,0,14420,2500,20260,80,996,5.3999999999999999E-2,1.6E-2,0]
["214_10",214,5,"214_5",561,5,2,10,1912.1,0,1929,1950,22,36726,2714,0,14555,2500,18788,30,860,4.7E-2,6.0000000000000001E-3,0]
["214_11",214,6,"214_6",561,5,2,11,1913,0,1929,1950,22,34975,2714,0,14554,2500,16660,10,861,4.7E-2,2E-3,0]
["214_12",214,7,"214_7",561,5,2,12,1904.8,0,1929,1950,22,32924,2714,0,14563,2500,14467,20,853,4.5999999999999999E-2,4.0000000000000001E-3,0]
["214_13",214,8,"214_8",561,5,2,13,1903.4,0,1929,1950,22,31234,2714,0,14564,2500,12645,19,851,4.5999999999999999E-2,4.0000000000000001E-3,0]
["214_14",214,9,"214_9",561,5,2,14,1739.2,0,1929,1950,22,29933,2714,0,14728,2500,11347,16,687,3.6999999999999998E-2,3.0000000000000001E-3,0]
["214_15",214,10,"214_10",561,5,2,15,1392.4,0,1929,1950,22,28984,2714,0,15075,2500,10395,19,340,1.7999999999999999E-2,4.0000000000000001E-3,0]
["214_16",214,11,"214_11",561,5,2,16,1392.4,0,1929,1950,22,29262,2714,0,15075,2500,10663,28,340,1.7999999999999999E-2,6.0000000000000001E-3,0]
["214_17",214,12,"214_12",561,5,2,17,1212.0999999999999,0,1929,1950,22,31620,2714,0,15255,2500,13155,27,160,8.9999999999999993E-3,6.0000000000000001E-3,0]
["214_18",214,13,"214_13",561,5,2,18,1157.3,0,1929,1950,22,36101,2714,0,15310,2500,18182,11,105,6.0000000000000001E-3,2E-3,0]
["214_19",214,14,"214_14",561,5,2,19,1157.3,0,1929,1950,22,37928,2714,0,15310,2500,20020,0,105,6.0000000000000001E-3,0,0]
["214_20",214,15,"214_15",561,5,2,20,1157.3,0,1929,1950,22,36444,2714,0,15310,2500,18532,4,105,6.0000000000000001E-3,1E-3,0]
["214_21",214,16,"214_16",561,5,2,21,1157.4000000000001,0,1929,1950,22,34098,2714,0,15310,2500,15657,3,105,6.0000000000000001E-3,1E-3,0]
["214_22",214,17,"214_17",561,5,2,22,1157.4000000000001,0,1929,1950,22,30437,2714,0,15310,2500,11610,14,105,6.0000000000000001E-3,3.0000000000000001E-3,0]
["214_23",214,18,"214_18",561,5,2,23,289.7,0,1929,1950,22,25893,2714,0,15310,3400,6796,0,105,6.0000000000000001E-3,0,0]
["215_7",215,1,"215_1",561,13,2,7,583.70000000000005,0,1929,1950,22,17922,2969,0,10581,0,7267,458,2792,0.17100000000000001,9.4E-2,0]
["215_8",215,2,"215_2",561,13,2,8,583.70000000000005,0,1929,1950,22,20856,1273,0,10581,0,10640,417,2792,0.17100000000000001,8.5000000000000006E-2,0]
["215_9",215,3,"215_3",561,13,2,9,583.70000000000005,0,1929,1950,22,23088,1378,0,10581,0,12737,552,2792,0.17100000000000001,0.113,0]
["215_10",215,4,"215_4",561,13,2,10,583.70000000000005,0,1929,1950,22,24790,1466,0,10581,0,14497,494,2792,0.17100000000000001,0.10100000000000001,0]
["215_11",215,5,"215_5",561,13,2,11,578,0,1929,1950,22,25944,1506,0,10587,0,15308,307,2786,0.17,6.3E-2,0]
["215_12",215,6,"215_6",561,13,2,12,569.79999999999995,0,1929,1950,22,26490,1537,0,10595,0,15901,260,2778,0.17,5.2999999999999999E-2,0]
["215_13",215,7,"215_7",561,13,2,13,337.3,0,1929,1950,22,26896,1568,0,10827,0,16193,242,2546,0.155,4.9000000000000002E-2,0]
["215_14",215,8,"215_8",561,13,2,14,649.70000000000005,0,1929,1950,22,27232,1562,0,10515,0,16529,242,2858,0.17499999999999999,0.05,0]
["215_15",215,9,"215_9",561,13,2,15,777.6,0,1929,1950,22,27412,1559,0,10387,0,16644,306,2986,0.182,6.3E-2,0]
["215_16",215,10,"215_10",561,13,2,16,740.1,0,1929,1950,22,27563,1569,0,10424,0,16787,315,2948,0.18,6.4000000000000001E-2,0]
["215_17",215,11,"215_11",561,13,2,17,654.4,0,1929,1950,22,27860,1593,0,10510,0,17153,378,2863,0.17499999999999999,7.6999999999999999E-2,0]
["215_18",215,12,"215_12",561,13,2,18,585.4,0,1929,1950,22,27899,1623,0,10579,0,17653,447,2794,0.17100000000000001,9.0999999999999998E-2,0]
["215_19",215,13,"215_13",561,13,2,19,417.4,0,1929,1950,22,26983,1592,0,10747,0,16789,395,2626,0.16,8.1000000000000003E-2,0]
["215_20",215,14,"215_14",561,13,2,20,164.6,0,1929,1950,22,26149,1571,0,11000,0,16021,330,2373,0.14499999999999999,6.7000000000000004E-2,0]
["216_7",216,1,"216_1",563,4,1,7,44,0,1931,1952,24,29675,3502,0,15011,2500,12642,98,463,2.5000000000000001E-2,0.02,0]
["216_8",216,2,"216_2",563,4,1,8,44,0,1931,1952,24,34081,2760,0,15011,2500,17520,23,463,2.5000000000000001E-2,5.0000000000000001E-3,0]
["216_9",216,3,"216_3",563,4,1,9,48,0,1931,1952,24,35490,2760,0,15007,2500,18910,43,467,2.5000000000000001E-2,8.9999999999999993E-3,0]
["216_10",216,4,"216_4",563,4,1,10,48.5,0,1931,1952,24,35397,2760,0,15006,2500,18809,50,468,2.5000000000000001E-2,0.01,0]
["216_11",216,5,"216_5",563,4,1,11,48.5,0,1931,1952,24,34418,2760,0,15006,2500,17811,69,468,2.5000000000000001E-2,1.4E-2,0]
["216_12",216,6,"216_6",563,4,1,12,48.5,0,1931,1952,24,32768,2760,0,15006,2500,15781,52,468,2.5000000000000001E-2,1.0999999999999999E-2,0]
["216_13",216,7,"216_7",563,4,1,13,48.5,0,1931,1952,24,31231,2760,0,15006,2500,14129,34,468,2.5000000000000001E-2,7.0000000000000001E-3,0]
["216_14",216,8,"216_8",563,4,1,14,48.5,0,1931,1952,24,29975,2760,0,15006,2500,12690,86,468,2.5000000000000001E-2,1.7999999999999999E-2,0]
[{"$f":"CONCATENATE(B2519,\"_\",H2519)","v":"216_15"},{"$f":"IF(E2519=E2518,    (IF(F2519=F2518,    (IF(G2519=G2518,   (IF(H2519=H2518+1,B2518,B2518+1)), (IF(AND(G2519=G2518+1,H2519=1,H2518=24),B2518,B2518+1)))), B2518+1)), B2518+1)","v":216},{"$f":"IF(B2519=B2518,C2518+1,1)","v":9},{"$f":"CONCATENATE(B2519,\"_\",C2519)","v":"216_9"},563,4,1,15,48.5,0,1931,1952,24,29259,2760,0,15006,2500,11859,201,468,2.5000000000000001E-2,4.1000000000000002E-2,0]
["216_16",216,10,"216_10",563,4,1,16,48.5,0,1931,1952,24,30041,2760,0,15006,2500,12686,155,468,2.5000000000000001E-2,3.2000000000000001E-2,0]
["216_17",216,11,"216_11",563,4,1,17,48.5,0,1931,1952,24,33705,2760,0,15006,2500,16480,158,468,2.5000000000000001E-2,3.2000000000000001E-2,0]
["216_18",216,12,"216_12",563,4,1,18,48.5,0,1931,1952,24,37187,2760,0,15006,2500,20573,76,468,2.5000000000000001E-2,1.6E-2,0]
["216_19",216,13,"216_13",563,4,1,19,48.5,0,1931,1952,24,36597,2760,0,15006,2500,20035,24,468,2.5000000000000001E-2,5.0000000000000001E-3,0]
["216_20",216,14,"216_14",563,4,1,20,48.5,0,1931,1952,24,35324,2760,0,15006,2500,18755,31,468,2.5000000000000001E-2,7.0000000000000001E-3,0]
["216_21",216,15,"216_15",563,4,1,21,48.5,0,1931,1952,24,33377,2760,0,15006,2500,16270,40,468,2.5000000000000001E-2,8.0000000000000002E-3,0]
["216_22",216,16,"216_16",563,4,1,22,48.5,0,1931,1952,24,29929,2760,0,15006,2500,12628,26,468,2.5000000000000001E-2,5.0000000000000001E-3,0]
["217_19",217,1,"217_1",572,12,12,19,161.9,0,1940,1961,33,27412,1678,0,12597,0,15934,76,776,4.7E-2,1.6E-2,0]
["217_20",217,2,"217_2",572,12,12,20,474.2,0,1940,1961,33,26356,1603,0,12284,0,14871,83,1089,6.6000000000000003E-2,1.7000000000000001E-2,0]
["217_21",217,3,"217_3",572,12,12,21,165.5,0,1940,1961,33,26748,1620,0,12593,0,14773,44,780,4.8000000000000001E-2,8.9999999999999993E-3,0]
["218_22",218,1,"218_1",572,13,11,22,126.5,0,1940,1961,33,22938,1387,0,11140,0,12134,10,2232,0.13600000000000001,2E-3,0]
["219_21",219,1,"219_1",576,3,17,21,2498.5,0,1944,1965,37,40814,2891,0,15127,2500,20733,191,324,1.7999999999999999E-2,3.9E-2,0]
["219_22",219,2,"219_2",576,3,17,22,2517.9,0,1944,1965,37,36746,2891,0,15133,2500,16533,148,318,1.7000000000000001E-2,0.03,0]
["219_23",219,3,"219_3",576,3,17,23,1650.1,0,1944,1965,37,31478,2891,0,15133,3400,10975,54,318,1.7000000000000001E-2,1.0999999999999999E-2,0]
["220_10",220,1,"220_1",602,3,21,10,984,0,1970,1991,63,41127,2891,0,14785,2500,23683,72,666,3.5999999999999997E-2,1.4999999999999999E-2,0]
["220_11",220,2,"220_2",602,3,21,11,1484.6,0,1970,1991,63,39914,2891,0,14777,2500,21487,33,674,3.6999999999999998E-2,7.0000000000000001E-3,0]
["220_12",220,3,"220_3",602,3,21,12,1484.6,0,1970,1991,63,38032,2891,0,14777,2500,19487,19,674,3.6999999999999998E-2,4.0000000000000001E-3,0]
["220_13",220,4,"220_4",602,3,21,13,1484.6,0,1970,1991,63,36372,2891,0,14777,2500,17693,20,674,3.6999999999999998E-2,4.0000000000000001E-3,0]
["220_14",220,5,"220_5",602,3,21,14,1484.6,0,1970,1991,63,35033,2891,0,14777,2500,16365,9,674,3.6999999999999998E-2,2E-3,0]
["220_15",220,6,"220_6",602,3,21,15,1481.8,0,1970,1991,63,34338,2891,0,14780,2500,15803,8,671,3.5999999999999997E-2,2E-3,0]
["220_16",220,7,"220_7",602,3,21,16,1477.8,0,1970,1991,63,35419,2891,0,14784,2500,16892,1,667,3.5999999999999997E-2,0,0]
["220_17",220,8,"220_8",602,3,21,17,1477.8,0,1970,1991,63,40095,2891,0,14784,2500,21701,0,667,3.5999999999999997E-2,0,0]
["220_18",220,9,"220_9",602,3,21,18,1406.5,0,1970,1991,63,44156,2891,0,14855,2500,26292,0,596,3.2000000000000001E-2,0,0]
["220_19",220,10,"220_10",602,3,21,19,1206.8,0,1970,1991,63,43125,2891,0,15055,2500,25261,0,396,2.1000000000000001E-2,0,0]
["220_20",220,11,"220_11",602,3,21,20,1206.5999999999999,0,1970,1991,63,41382,2891,0,15055,2500,23515,3,396,2.1000000000000001E-2,1E-3,0]
["220_21",220,12,"220_12",602,3,21,21,1329,0,1970,1991,63,39130,2891,0,14933,2500,20601,3,518,2.8000000000000001E-2,1E-3,0]
["220_22",220,13,"220_13",602,3,21,22,1353.4,0,1970,1991,63,35126,2891,0,14908,2500,16448,2,542,2.9000000000000001E-2,1E-3,0]
["220_23",220,14,"220_14",602,3,21,23,491.9,0,1970,1991,63,30011,2891,0,14902,3400,10950,1,549,0.03,0,0]
["221_6",221,1,"221_1",602,3,22,6,701.1,0,1970,1991,63,28117,3667,0,14913,3400,8737,100,538,2.9000000000000001E-2,2.1000000000000001E-2,0]
["221_7",221,2,"221_2",602,3,22,7,1595.5,0,1970,1991,63,35107,3667,0,14913,2500,16508,91,538,2.9000000000000001E-2,1.9E-2,0]
["221_8",221,3,"221_3",602,3,22,8,1595.5,0,1970,1991,63,40207,2891,0,14913,2500,21993,103,538,2.9000000000000001E-2,2.1000000000000001E-2,0]
["221_9",221,4,"221_4",602,3,22,9,1595.5,0,1970,1991,63,41461,2891,0,14913,2500,23269,81,538,2.9000000000000001E-2,1.7000000000000001E-2,0]
["221_10",221,5,"221_5",602,3,22,10,1595.5,0,1970,1991,63,41100,2891,0,14913,2500,22894,94,538,2.9000000000000001E-2,1.9E-2,0]
["221_11",221,6,"221_6",602,3,22,11,1595.5,0,1970,1991,63,39902,2891,0,14913,2500,21195,67,538,2.9000000000000001E-2,1.4E-2,0]
["221_12",221,7,"221_7",602,3,22,12,1484.4,0,1970,1991,63,38015,2891,0,15024,2500,19235,7,427,2.3E-2,1E-3,0]
["221_13",221,8,"221_8",602,3,22,13,1417.2,0,1970,1991,63,36337,2891,0,15091,2500,17431,0,360,1.9E-2,0,0]
["221_14",221,9,"221_9",602,3,22,14,1416.2,0,1970,1991,63,34979,2891,0,15092,2500,16073,0,359,1.9E-2,0,0]
["221_15",221,10,"221_10",602,3,22,15,1292.5,0,1970,1991,63,34269,2891,0,15216,2500,15496,0,235,1.2999999999999999E-2,0,0]
["221_16",221,11,"221_11",602,3,22,16,1292.5,0,1970,1991,63,35333,2891,0,15216,2500,16560,0,235,1.2999999999999999E-2,0,0]
["221_17",221,12,"221_12",602,3,22,17,1292.5,0,1970,1991,63,39972,2891,0,15216,2500,21331,0,235,1.2999999999999999E-2,0,0]
["221_18",221,13,"221_13",602,3,22,18,1444.3,0,1970,1991,63,44007,2891,0,15064,2500,25881,15,387,2.1000000000000001E-2,3.0000000000000001E-3,0]
["221_19",221,14,"221_14",602,3,22,19,1688.4,0,1970,1991,63,42985,2891,0,14820,2500,24838,36,631,3.4000000000000002E-2,7.0000000000000001E-3,0]
["221_20",221,15,"221_15",602,3,22,20,1735.5,0,1970,1991,63,41277,2891,0,14773,2500,23126,40,678,3.6999999999999998E-2,8.0000000000000002E-3,0]
["221_21",221,16,"221_16",602,3,22,21,1735.5,0,1970,1991,63,39040,2891,0,14773,2500,20237,29,678,3.6999999999999998E-2,6.0000000000000001E-3,0]
["221_22",221,17,"221_17",602,3,22,22,1735.5,0,1970,1991,63,35063,2891,0,14773,2500,16133,8,678,3.6999999999999998E-2,2E-3,0]
["221_23",221,18,"221_18",602,3,22,23,899.4,0,1970,1991,63,30002,2891,0,14741,3400,10695,0,710,3.7999999999999999E-2,0,0]
["222_18",222,1,"222_1",609,12,3,18,797.2,0,1977,1998,70,28984,1640,0,11493,0,16709,1342,1880,0.115,0.27400000000000002,0]
["222_19",222,2,"222_2",609,12,3,19,1105.9000000000001,0,1977,1998,70,28055,1541,0,11493,0,14731,2081,1880,0.115,0.42499999999999999,0]
["222_20",222,3,"222_3",609,12,3,20,1041.7,0,1977,1998,70,26794,1475,0,11557,0,13322,2230,1816,0.111,0.45600000000000002,0]
["222_21",222,4,"222_4",609,12,3,21,1067,0,1977,1998,70,26840,1451,0,11532,0,12870,2198,1841,0.112,0.44900000000000001,0]
["222_22",222,5,"222_5",609,12,3,22,1067,0,1977,1998,70,25944,1394,0,11532,0,11731,2242,1841,0.112,0.45800000000000002,0]
["223_7",223,1,"223_1",609,12,5,7,195.9,0,1977,1998,70,17514,3376,0,11755,0,5951,571,1618,9.9000000000000005E-2,0.11700000000000001,0]
["223_8",223,2,"223_2",609,12,5,8,195.9,0,1977,1998,70,20532,1304,0,11755,0,9629,308,1618,9.9000000000000005E-2,6.3E-2,0]
["223_9",223,3,"223_3",609,12,5,9,195.9,0,1977,1998,70,23160,1442,0,11755,0,12383,182,1618,9.9000000000000005E-2,3.6999999999999998E-2,0]
["223_10",223,4,"223_4",609,12,5,10,320.7,0,1977,1998,70,25190,1539,0,11630,0,14493,102,1743,0.106,2.1000000000000001E-2,0]
["223_11",223,5,"223_5",609,12,5,11,411,0,1977,1998,70,26543,1584,0,11540,0,15530,21,1833,0.112,4.0000000000000001E-3,0]
["223_12",223,6,"223_6",609,12,5,12,411,0,1977,1998,70,27223,1612,0,11540,0,16090,8,1833,0.112,2E-3,0]
["223_13",223,7,"223_7",609,12,5,13,411,0,1977,1998,70,27669,1627,0,11540,0,16390,22,1833,0.112,5.0000000000000001E-3,0]
["223_14",223,8,"223_8",609,12,5,14,295.89999999999998,0,1977,1998,70,27986,1648,0,11655,0,16651,78,1718,0.105,1.6E-2,0]
["223_15",223,9,"223_9",609,12,5,15,195.9,0,1977,1998,70,28167,1662,0,11755,0,16781,129,1618,9.9000000000000005E-2,2.5999999999999999E-2,0]
["223_16",223,10,"223_10",609,12,5,16,195.9,0,1977,1998,70,28347,1671,0,11755,0,16953,137,1618,9.9000000000000005E-2,2.8000000000000001E-2,0]
["223_17",223,11,"223_11",609,12,5,17,195.9,0,1977,1998,70,28715,1695,0,11755,0,17438,152,1618,9.9000000000000005E-2,3.1E-2,0]
["223_18",223,12,"223_12",609,12,5,18,195.9,0,1977,1998,70,28737,1718,0,11755,0,17900,243,1618,9.9000000000000005E-2,0.05,0]
[{"$f":"CONCATENATE(B2583,\"_\",H2583)","v":"223_19"},{"$f":"IF(E2583=E2582,    (IF(F2583=F2582,    (IF(G2583=G2582,   (IF(H2583=H2582+1,B2582,B2582+1)), (IF(AND(G2583=G2582+1,H2583=1,H2582=24),B2582,B2582+1)))), B2582+1)), B2582+1)","v":223},{"$f":"IF(B2583=B2582,C2582+1,1)","v":13},{"$f":"CONCATENATE(B2583,\"_\",C2583)","v":"223_13"},609,12,5,19,195.9,0,1977,1998,70,27772,1648,0,11755,0,16505,672,1618,9.9000000000000005E-2,0.13700000000000001,0]
["223_20",223,14,"223_14",609,12,5,20,195.9,0,1977,1998,70,26537,1555,0,11755,0,14646,1296,1618,9.9000000000000005E-2,0.26500000000000001,0]
["223_21",223,15,"223_15",609,12,5,21,195.9,0,1977,1998,70,26681,1510,0,11755,0,13739,1818,1618,9.9000000000000005E-2,0.371,0]
["223_22",223,16,"223_16",609,12,5,22,195.9,0,1977,1998,70,25753,1443,0,11755,0,12403,2026,1618,9.9000000000000005E-2,0.41399999999999998,0]
["224_13",224,1,"224_1",609,14,2,13,865.8,0,1977,1998,70,25412,1518,0,12844,0,12379,4,535,3.3000000000000002E-2,1E-3,0]
["224_14",224,2,"224_2",609,14,2,14,1281.4000000000001,0,1977,1998,70,25543,1497,0,12844,0,11959,6,535,3.3000000000000002E-2,1E-3,0]
["224_15",224,3,"224_3",609,14,2,15,1190.5999999999999,0,1977,1998,70,25512,1508,0,12935,0,12058,9,444,2.7E-2,2E-3,0]
["224_16",224,4,"224_4",609,14,2,16,1037.0999999999999,0,1977,1998,70,25476,1517,0,13088,0,12021,10,291,1.7999999999999999E-2,2E-3,0]
["224_17",224,5,"224_5",609,14,2,17,1037.0999999999999,0,1977,1998,70,25522,1526,0,13088,0,12200,9,291,1.7999999999999999E-2,2E-3,0]
["224_18",224,6,"224_6",609,14,2,18,1037.0999999999999,0,1977,1998,70,25517,1552,0,13088,0,12723,11,291,1.7999999999999999E-2,2E-3,0]
["224_19",224,7,"224_7",609,14,2,19,1037.0999999999999,0,1977,1998,70,25176,1535,0,13088,0,12378,15,291,1.7999999999999999E-2,3.0000000000000001E-3,0]
["224_20",224,8,"224_8",609,14,2,20,1037.0999999999999,0,1977,1998,70,25382,1543,0,13088,0,12533,66,291,1.7999999999999999E-2,1.4E-2,0]
["224_21",224,9,"224_9",609,14,2,21,1017,0,1977,1998,70,25818,1533,0,13108,0,12307,66,271,1.7000000000000001E-2,1.4E-2,0]
["224_22",224,10,"224_10",609,14,2,22,930.5,0,1977,1998,70,23513,1406,0,13131,0,9747,124,248,1.4999999999999999E-2,2.5999999999999999E-2,0]
["225_7",225,1,"225_1",609,14,3,7,65.2,0,1977,1998,70,18017,1871,0,13148,0,5694,55,231,1.4E-2,1.0999999999999999E-2,0]
["226_13",226,1,"226_1",609,14,3,13,296.2,0,1977,1998,70,25040,1530,0,12917,0,12507,0,462,2.8000000000000001E-2,0,0]
["226_14",226,2,"226_2",609,14,3,14,296.2,0,1977,1998,70,25133,1527,0,12917,0,12464,4,462,2.8000000000000001E-2,1E-3,0]
["226_15",226,3,"226_3",609,14,3,15,373.5,0,1977,1998,70,25077,1526,0,12840,0,12539,5,539,3.3000000000000002E-2,1E-3,0]
["226_16",226,4,"226_4",609,14,3,16,399.5,0,1977,1998,70,25028,1522,0,12814,0,12495,0,565,3.5000000000000003E-2,0,0]
["226_17",226,5,"226_5",609,14,3,17,399.5,0,1977,1998,70,25061,1530,0,12814,0,12660,0,565,3.5000000000000003E-2,0,0]
["226_18",226,6,"226_6",609,14,3,18,399.5,0,1977,1998,70,25061,1556,0,12814,0,13190,0,565,3.5000000000000003E-2,0,0]
["226_19",226,7,"226_7",609,14,3,19,363.9,0,1977,1998,70,24775,1544,0,12849,0,12900,4,529,3.2000000000000001E-2,1E-3,0]
["226_20",226,8,"226_8",609,14,3,20,296.2,0,1977,1998,70,25053,1563,0,12917,0,13182,0,462,2.8000000000000001E-2,0,0]
["226_21",226,9,"226_9",609,14,3,21,296.2,0,1977,1998,70,25461,1551,0,12917,0,12928,0,462,2.8000000000000001E-2,0,0]
["226_22",226,10,"226_10",609,14,3,22,228.7,0,1977,1998,70,23145,1425,0,12917,0,10418,0,462,2.8000000000000001E-2,0,0]
["227_7",227,1,"227_1",609,14,13,7,1018.4,0,1977,1998,70,18541,3373,0,11148,0,7265,55,2231,0.13600000000000001,1.0999999999999999E-2,0]
["227_8",227,2,"227_2",609,14,13,8,960.9,0,1977,1998,70,21353,1307,0,11148,0,10534,53,2231,0.13600000000000001,1.0999999999999999E-2,0]
["227_9",227,3,"227_3",609,14,13,9,995.5,0,1977,1998,70,22602,1369,0,11170,0,11732,47,2208,0.13500000000000001,0.01,0]
["227_10",227,4,"227_4",609,14,13,10,796.5,0,1977,1998,70,23306,1419,0,11369,0,12464,18,2009,0.123,4.0000000000000001E-3,0]
["227_11",227,5,"227_5",609,14,13,11,796.5,0,1977,1998,70,23662,1411,0,11369,0,12300,8,2009,0.123,2E-3,0]
["227_12",227,6,"227_6",609,14,13,12,796.5,0,1977,1998,70,23551,1398,0,11369,0,12043,22,2009,0.123,5.0000000000000001E-3,0]
["227_13",227,7,"227_7",609,14,13,13,772.4,0,1977,1998,70,23441,1394,0,11394,0,11933,23,1985,0.121,5.0000000000000001E-3,0]
["227_14",227,8,"227_8",609,14,13,14,729.3,0,1977,1998,70,23395,1387,0,11437,0,11721,56,1942,0.11899999999999999,1.0999999999999999E-2,0]
["227_15",227,9,"227_9",609,14,13,15,729.3,0,1977,1998,70,23196,1385,0,11437,0,11694,17,1942,0.11899999999999999,3.0000000000000001E-3,0]
["227_16",227,10,"227_10",609,14,13,16,729,0,1977,1998,70,23050,1375,0,11437,0,11486,79,1942,0.11899999999999999,1.6E-2,0]
["227_17",227,11,"227_11",609,14,13,17,729.3,0,1977,1998,70,23014,1375,0,11437,0,11497,164,1942,0.11899999999999999,3.4000000000000002E-2,0]
["227_18",227,12,"227_12",609,14,13,18,729.3,0,1977,1998,70,23144,1410,0,11437,0,12186,134,1942,0.11899999999999999,2.7E-2,0]
["227_19",227,13,"227_13",609,14,13,19,729.3,0,1977,1998,70,23451,1429,0,11437,0,12576,51,1942,0.11899999999999999,1.0999999999999999E-2,0]
["227_20",227,14,"227_14",609,14,13,20,729.3,0,1977,1998,70,24373,1477,0,11437,0,13531,18,1942,0.11899999999999999,4.0000000000000001E-3,0]
["227_21",227,15,"227_15",609,14,13,21,729.3,0,1977,1998,70,24373,1444,0,11437,0,12875,12,1942,0.11899999999999999,3.0000000000000001E-3,0]
["227_22",227,16,"227_16",609,14,13,22,636.70000000000005,0,1977,1998,70,21664,1298,0,11437,0,9950,59,1942,0.11899999999999999,1.2E-2,0]
["228_7",228,1,"228_1",609,14,14,7,1067,0,1977,1998,70,19273,3373,0,11459,0,7232,460,1919,0.11700000000000001,9.4E-2,0]
["228_8",228,2,"228_2",609,14,14,8,1013.1,0,1977,1998,70,22176,1333,0,11472,0,10595,439,1907,0.11600000000000001,0.09,0]
["228_9",228,3,"228_3",609,14,14,9,1043.4000000000001,0,1977,1998,70,23372,1391,0,11483,0,11740,448,1896,0.11600000000000001,9.1999999999999998E-2,0]
["228_10",228,4,"228_4",609,14,14,10,1043.3,0,1977,1998,70,24015,1419,0,11483,0,12299,532,1896,0.11600000000000001,0.109,0]
["228_11",228,5,"228_5",609,14,14,11,1028.9000000000001,0,1977,1998,70,24326,1401,0,11498,0,11920,692,1881,0.115,0.14099999999999999,0]
["228_12",228,6,"228_6",609,14,14,12,860.3,0,1977,1998,70,24173,1411,0,11666,0,11880,447,1713,0.105,9.0999999999999998E-2,0]
["229_18",229,1,"229_1",609,14,14,18,333.2,0,1977,1998,70,23674,1467,0,12193,0,12266,224,1186,7.1999999999999995E-2,4.5999999999999999E-2,0]
["229_19",229,2,"229_2",609,14,14,19,333.2,0,1977,1998,70,24035,1478,0,12193,0,12497,354,1186,7.1999999999999995E-2,7.1999999999999995E-2,0]
["229_20",229,3,"229_3",609,14,14,20,333.2,0,1977,1998,70,25021,1509,0,12193,0,13104,733,1186,7.1999999999999995E-2,0.15,0]
["229_21",229,4,"229_4",609,14,14,21,333.2,0,1977,1998,70,24969,1472,0,12193,0,12362,761,1186,7.1999999999999995E-2,0.156,0]
["229_22",229,5,"229_5",609,14,14,22,234.7,0,1977,1998,70,22169,1336,0,12193,0,9643,518,1186,7.1999999999999995E-2,0.106,0]
["230_8",230,1,"230_1",609,14,20,8,28.3,0,1977,1998,70,21831,1332,0,10480,0,11976,689,2899,0.17699999999999999,0.14099999999999999,0]
["231_10",231,1,"231_1",609,14,22,10,415.7,0,1977,1998,70,23507,1413,0,11485,0,12185,764,1894,0.11600000000000001,0.156,0]
["231_11",231,2,"231_2",609,14,22,11,743.5,0,1977,1998,70,23511,1377,0,11486,0,11459,636,1893,0.11600000000000001,0.13,0]
["231_12",231,3,"231_3",609,14,22,12,843.1,0,1977,1998,70,23108,1360,0,11386,0,11268,291,1993,0.122,5.8999999999999997E-2,0]
["231_13",231,4,"231_4",609,14,22,13,1463.8,0,1977,1998,70,22758,1309,0,10765,0,11114,95,2613,0.16,0.02,0]
["231_14",231,5,"231_5",609,14,22,14,1733.2,0,1977,1998,70,22525,1274,0,10495,0,10787,58,2884,0.17599999999999999,1.2E-2,0]
["231_15",231,6,"231_6",609,14,22,15,1544.2,0,1977,1998,70,22176,1278,0,10674,0,10621,17,2705,0.16500000000000001,4.0000000000000001E-3,0]
["231_16",231,7,"231_7",609,14,22,16,1530.6,0,1977,1998,70,21966,1267,0,10674,0,10395,47,2705,0.16500000000000001,0.01,0]
["231_17",231,8,"231_8",609,14,22,17,1536.3,0,1977,1998,70,21969,1272,0,10674,0,10490,82,2705,0.16500000000000001,1.7000000000000001E-2,0]
["231_18",231,9,"231_9",609,14,22,18,1565.9,0,1977,1998,70,22295,1309,0,10663,0,11249,160,2716,0.16600000000000001,3.3000000000000002E-2,0]
["231_19",231,10,"231_10",609,14,22,19,1609.2,0,1977,1998,70,23088,1346,0,10620,0,12045,156,2759,0.16800000000000001,3.2000000000000001E-2,0]
["231_20",231,11,"231_11",609,14,22,20,1799.2,0,1977,1998,70,24372,1397,0,10430,0,13342,143,2949,0.18,2.9000000000000001E-2,0]
[{"$f":"CONCATENATE(B2647,\"_\",H2647)","v":"231_21"},{"$f":"IF(E2647=E2646,    (IF(F2647=F2646,    (IF(G2647=G2646,   (IF(H2647=H2646+1,B2646,B2646+1)), (IF(AND(G2647=G2646+1,H2647=1,H2646=24),B2646,B2646+1)))), B2646+1)), B2646+1)","v":231},{"$f":"IF(B2647=B2646,C2646+1,1)","v":12},{"$f":"CONCATENATE(B2647,\"_\",C2647)","v":"231_12"},609,14,22,21,1859.4,0,1977,1998,70,23913,1342,0,10370,0,12329,35,3009,0.184,7.0000000000000001E-3,0]
["231_22",231,13,"231_13",609,14,22,22,1565,0,1977,1998,70,21010,1203,0,10571,0,9259,34,2808,0.17100000000000001,7.0000000000000001E-3,0]
["231_23",231,14,"231_14",609,14,22,23,585.29999999999995,0,1977,1998,70,17473,1034,0,10880,566,5440,30,2499,0.153,6.0000000000000001E-3,0]
["232_7",232,1,"232_1",617,13,12,7,801.3,0,1985,1929,1,17326,3369,0,11437,0,5232,824,1936,0.11799999999999999,0.16800000000000001,0]
["232_8",232,2,"232_2",617,13,12,8,801.3,0,1985,1929,1,20133,1236,0,11437,0,8717,543,1936,0.11799999999999999,0.111,0]
["232_9",232,3,"232_3",617,13,12,9,801.3,0,1985,1929,1,22239,1355,0,11437,0,11084,282,1936,0.11799999999999999,5.8000000000000003E-2,0]
["232_10",232,4,"232_4",617,13,12,10,801.4,0,1985,1929,1,23766,1441,0,11437,0,12804,89,1936,0.11799999999999999,1.7999999999999999E-2,0]
["232_11",232,5,"232_5",617,13,12,11,481.3,0,1985,1929,1,24698,1486,0,11757,0,13256,40,1616,9.9000000000000005E-2,8.0000000000000002E-3,0]
["232_12",232,6,"232_6",617,13,12,12,329.3,0,1985,1929,1,25031,1514,0,11909,0,13605,24,1464,8.8999999999999996E-2,5.0000000000000001E-3,0]
["232_13",232,7,"232_7",617,13,12,13,329.3,0,1985,1929,1,25244,1518,0,11909,0,13689,20,1464,8.8999999999999996E-2,4.0000000000000001E-3,0]
["232_14",232,8,"232_8",617,13,12,14,329.3,0,1985,1929,1,25436,1527,0,11909,0,13870,31,1464,8.8999999999999996E-2,6.0000000000000001E-3,0]
["232_15",232,9,"232_9",617,13,12,15,329.3,0,1985,1929,1,25484,1528,0,11909,0,13887,62,1464,8.8999999999999996E-2,1.2999999999999999E-2,0]
["232_16",232,10,"232_10",617,13,12,16,329.3,0,1985,1929,1,25522,1529,0,11909,0,13901,86,1464,8.8999999999999996E-2,1.7999999999999999E-2,0]
["232_17",232,11,"232_11",617,13,12,17,329.3,0,1985,1929,1,25659,1542,0,11909,0,14165,92,1464,8.8999999999999996E-2,1.9E-2,0]
["232_18",232,12,"232_12",617,13,12,18,329.3,0,1985,1929,1,25655,1567,0,11909,0,14659,123,1464,8.8999999999999996E-2,2.5000000000000001E-2,0]
["232_19",232,13,"232_13",617,13,12,19,329.3,0,1985,1929,1,25044,1534,0,11909,0,14004,168,1464,8.8999999999999996E-2,3.4000000000000002E-2,0]
["232_20",232,14,"232_14",617,13,12,20,424.9,0,1985,1929,1,24829,1517,0,11813,0,13796,161,1560,9.5000000000000001E-2,3.3000000000000002E-2,0]
["232_21",232,15,"232_15",617,13,12,21,494.3,0,1985,1929,1,25363,1509,0,11744,0,13736,93,1629,9.9000000000000005E-2,1.9E-2,0]
["232_22",232,16,"232_16",617,13,12,22,493.6,0,1985,1929,1,23413,1404,0,11745,0,11638,10,1628,9.9000000000000005E-2,2E-3,0]
["233_22",233,1,"233_1",625,4,7,22,2491.6,0,1993,1937,9,33096,2760,0,14948,2500,13423,14,526,2.8000000000000001E-2,3.0000000000000001E-3,0]
["233_23",233,2,"233_2",625,4,7,23,2467.8000000000002,0,1993,1937,9,28416,2760,0,14923,3400,7524,0,551,0.03,0,0]
["234_6",234,1,"234_1",625,4,8,6,1725.3,0,1993,1937,9,27110,3502,0,14905,3400,6657,323,569,3.1E-2,6.6000000000000003E-2,0]
["234_7",234,2,"234_2",625,4,8,7,2686,0,1993,1937,9,33755,3502,0,14905,2500,13571,713,569,3.1E-2,0.14599999999999999,0]
["234_8",234,3,"234_3",625,4,8,8,2941,0,1993,1937,9,38754,2760,0,14650,2500,18903,777,824,4.4999999999999998E-2,0.159,0]
["234_9",234,4,"234_4",625,4,8,9,3072.3,0,1993,1937,9,40199,2760,0,14518,2500,20116,1009,955,5.1999999999999998E-2,0.20599999999999999,0]
["234_10",234,5,"234_5",625,4,8,10,2866.3,0,1993,1937,9,39963,2760,0,14724,2500,20004,886,749,4.1000000000000002E-2,0.18099999999999999,0]
["234_11",234,6,"234_6",625,4,8,11,3018.7,0,1993,1937,9,38779,2760,0,14572,2500,18968,737,902,4.9000000000000002E-2,0.151,0]
["234_12",234,7,"234_7",625,4,8,12,3018.7,0,1993,1937,9,36864,2760,0,14572,2500,16947,447,902,4.9000000000000002E-2,9.0999999999999998E-2,0]
["234_13",234,8,"234_8",625,4,8,13,3018.7,0,1993,1937,9,35090,2760,0,14572,2500,14971,516,902,4.9000000000000002E-2,0.105,0]
["234_14",234,9,"234_9",625,4,8,14,3018.7,0,1993,1937,9,33650,2760,0,14572,2500,13179,735,902,4.9000000000000002E-2,0.15,0]
["234_15",234,10,"234_10",625,4,8,15,2540.3000000000002,0,1993,1937,9,32777,2760,0,15050,2500,12416,625,423,2.3E-2,0.128,0]
["234_16",234,11,"234_11",625,4,8,16,2488.6999999999998,0,1993,1937,9,33536,2760,0,15102,2500,13207,593,372,0.02,0.121,0]
["234_17",234,12,"234_12",625,4,8,17,2488.6999999999998,0,1993,1937,9,37345,2760,0,15102,2500,15916,1826,372,0.02,0.373,0]
["234_18",234,13,"234_13",625,4,8,18,2488.6999999999998,0,1993,1937,9,41414,2760,0,15102,2500,20537,1803,372,0.02,0.36799999999999999,0]
["234_19",234,14,"234_14",625,4,8,19,2490.4,0,1993,1937,9,41165,2760,0,15100,2500,20707,1384,373,0.02,0.28299999999999997,0]
["234_20",234,15,"234_15",625,4,8,20,2465.4,0,1993,1937,9,39765,2760,0,15125,2500,19655,1037,349,1.9E-2,0.21199999999999999,0]
["234_21",234,16,"234_16",625,4,8,21,2470.4,0,1993,1937,9,37509,2760,0,15120,2500,16552,1354,354,1.9E-2,0.27700000000000002,0]
["234_22",234,17,"234_17",625,4,8,22,2471.3000000000002,0,1993,1937,9,33586,2760,0,15119,2500,12101,1674,354,1.9E-2,0.34200000000000003,0]
["234_23",234,18,"234_18",625,4,8,23,1490.2,0,1993,1937,9,28838,2760,0,15119,3400,6657,2071,354,1.9E-2,0.42299999999999999,0]
["235_19",235,1,"235_1",634,1,22,19,415.1,0,2002,1946,18,26411,1578,0,12034,0,14710,472,1330,8.1000000000000003E-2,9.7000000000000003E-2,0]
["235_20",235,2,"235_2",634,1,22,20,1165.8,0,2002,1946,18,26729,1540,0,12034,0,13943,807,1330,8.1000000000000003E-2,0.16500000000000001,0]
["235_21",235,3,"235_3",634,1,22,21,1165.8,0,2002,1946,18,24930,1412,0,12034,0,11393,1028,1330,8.1000000000000003E-2,0.21,0]
["235_22",235,4,"235_4",634,1,22,22,1165.8,0,2002,1946,18,21955,1217,0,12034,0,7495,1675,1330,8.1000000000000003E-2,0.34200000000000003,0]
["236_20",236,1,"236_1",634,1,30,20,109.6,0,2002,1946,18,25578,1565,0,12108,0,14347,235,1257,7.6999999999999999E-2,4.8000000000000001E-2,0]
["236_21",236,2,"236_2",634,1,30,21,586.1,0,2002,1946,18,23800,1424,0,12258,0,11313,335,1107,6.8000000000000005E-2,6.8000000000000005E-2,0]
["236_22",236,3,"236_3",634,1,30,22,586.1,0,2002,1946,18,21115,1275,0,12258,0,8348,338,1107,6.8000000000000005E-2,6.9000000000000006E-2,0]
["237_13",237,1,"237_1",644,2,16,13,441.5,0,1932,1956,28,31897,2889,0,14049,2500,14570,579,1143,6.3E-2,0.11799999999999999,0]
["237_14",237,2,"237_2",644,2,16,14,1729.1,0,1932,1956,28,30748,2889,0,14049,2500,12206,506,1143,6.3E-2,0.104,0]
["237_15",237,3,"237_3",644,2,16,15,1726.6,0,1932,1956,28,30121,2889,0,14052,2500,11583,503,1140,6.3E-2,0.10299999999999999,0]
["237_16",237,4,"237_4",644,2,16,16,1726.9,0,1932,1956,28,30937,2889,0,14051,2500,12571,462,1141,6.3E-2,9.5000000000000001E-2,0]
["237_17",237,5,"237_5",644,2,16,17,1726.9,0,1932,1956,28,34746,2889,0,14051,2500,16673,302,1141,6.3E-2,6.2E-2,0]
["237_18",237,6,"237_6",644,2,16,18,1757.1,0,1932,1956,28,38987,2889,0,14021,2500,21384,229,1171,6.4000000000000001E-2,4.7E-2,0]
["237_19",237,7,"237_7",644,2,16,19,1835.7,0,1932,1956,28,39449,2889,0,13943,2500,21869,206,1250,6.9000000000000006E-2,4.2000000000000003E-2,0]
["237_20",237,8,"237_8",644,2,16,20,2085,0,1932,1956,28,37569,2889,0,13693,2500,20020,175,1499,8.2000000000000003E-2,3.5999999999999997E-2,0]
["237_21",237,9,"237_9",644,2,16,21,2239,0,1932,1956,28,35108,2889,0,13539,2500,17111,94,1653,9.0999999999999998E-2,1.9E-2,0]
["237_22",237,10,"237_10",644,2,16,22,2647,0,1932,1956,28,31526,2889,0,13131,2500,13302,14,2061,0.113,3.0000000000000001E-3,0]
["237_23",237,11,"237_11",644,2,16,23,1655,0,1932,1956,28,26677,2889,0,13253,3400,8218,8,1939,0.107,2E-3,0]
["238_22",238,1,"238_1",652,13,10,22,172.7,0,1940,1964,36,22978,1388,0,11646,0,11460,172,1727,0.105,3.5000000000000003E-2,0]
["239_21",239,1,"239_1",652,13,11,21,212.1,0,1940,1964,36,24388,1439,0,11127,0,13204,548,2246,0.13700000000000001,0.112,0]
["239_22",239,2,"239_2",652,13,11,22,662.9,0,1940,1964,36,22556,1321,0,10974,0,11059,333,2399,0.14699999999999999,6.8000000000000005E-2,0]
["239_23",239,3,"239_3",652,13,11,23,595.5,0,1940,1964,36,18763,1117,0,10924,133,7042,160,2449,0.15,3.3000000000000002E-2,0]
["240_18",240,1,"240_1",653,3,17,18,0,999.4,1941,1965,37,46257,2891,0,14132,2500,30511,11,1312,7.0999999999999994E-2,2E-3,0]
["241_11",241,1,"241_1",657,3,30,11,1244.9000000000001,0,1945,1969,41,41117,2891,0,15301,2500,21877,562,150,8.0000000000000002E-3,0.115,0]
["241_12",241,2,"241_2",657,3,30,12,2018.1,0,1945,1969,41,39162,2891,0,15297,2500,19040,542,154,8.0000000000000002E-3,0.111,0]
[{"$f":"CONCATENATE(B2711,\"_\",H2711)","v":"241_13"},{"$f":"IF(E2711=E2710,    (IF(F2711=F2710,    (IF(G2711=G2710,   (IF(H2711=H2710+1,B2710,B2710+1)), (IF(AND(G2711=G2710+1,H2711=1,H2710=24),B2710,B2710+1)))), B2710+1)), B2710+1)","v":241},{"$f":"IF(B2711=B2710,C2710+1,1)","v":3},{"$f":"CONCATENATE(B2711,\"_\",C2711)","v":"241_3"},657,3,30,13,2133.3000000000002,0,1945,1969,41,37383,2891,0,15181,2500,17162,509,269,1.4999999999999999E-2,0.104,0]
["241_14",241,4,"241_4",657,3,30,14,2133.3000000000002,0,1945,1969,41,35941,2891,0,15181,2500,15737,492,269,1.4999999999999999E-2,0.10100000000000001,0]
["241_15",241,5,"241_5",657,3,30,15,2133.3000000000002,0,1945,1969,41,35128,2891,0,15181,2500,14976,572,269,1.4999999999999999E-2,0.11700000000000001,0]
["241_16",241,6,"241_6",657,3,30,16,2133.3000000000002,0,1945,1969,41,36097,2891,0,15181,2500,15838,679,269,1.4999999999999999E-2,0.13900000000000001,0]
["241_17",241,7,"241_7",657,3,30,17,2133.3000000000002,0,1945,1969,41,40543,2891,0,15181,2500,20337,759,269,1.4999999999999999E-2,0.155,0]
["241_18",241,8,"241_8",657,3,30,18,2133.3000000000002,0,1945,1969,41,44660,2891,0,15181,2500,24883,859,269,1.4999999999999999E-2,0.17599999999999999,0]
["241_19",241,9,"241_9",657,3,30,19,2132.6,0,1945,1969,41,43857,2891,0,15182,2500,24003,937,269,1.4999999999999999E-2,0.191,0]
["241_20",241,10,"241_10",657,3,30,20,2128.8000000000002,0,1945,1969,41,42295,2891,0,15186,2500,22470,907,265,1.4E-2,0.185,0]
["241_21",241,11,"241_11",657,3,30,21,2128.8000000000002,0,1945,1969,41,39973,2891,0,15186,2500,19408,985,265,1.4E-2,0.20100000000000001,0]
["241_22",241,12,"241_12",657,3,30,22,2128.8000000000002,0,1945,1969,41,35843,2891,0,15186,2500,15315,799,265,1.4E-2,0.16300000000000001,0]
["241_23",241,13,"241_13",657,3,30,23,1261,0,1945,1969,41,30743,2891,0,15186,3400,9816,815,265,1.4E-2,0.16700000000000001,0]
["242_7",242,1,"242_1",657,3,31,7,601,0,1945,1969,41,32876,3667,0,15304,2500,14880,91,147,8.0000000000000002E-3,1.9E-2,0]
["242_8",242,2,"242_2",657,3,31,8,863.7,0,1945,1969,41,37717,2891,0,15172,2500,19976,103,279,1.4999999999999999E-2,2.1000000000000001E-2,0]
["242_9",242,3,"242_3",657,3,31,9,1249.3,0,1945,1969,41,39137,2891,0,14786,2500,21418,81,665,3.5999999999999997E-2,1.7000000000000001E-2,0]
["242_10",242,4,"242_4",657,3,31,10,1249.3,0,1945,1969,41,38953,2891,0,14786,2500,21221,94,665,3.5999999999999997E-2,1.9E-2,0]
["242_11",242,5,"242_5",657,3,31,11,1249.3,0,1945,1969,41,37864,2891,0,14786,2500,19630,67,665,3.5999999999999997E-2,1.4E-2,0]
["242_12",242,6,"242_6",657,3,31,12,1249.0999999999999,0,1945,1969,41,36060,2891,0,14786,2500,17753,7,665,3.5999999999999997E-2,1E-3,0]
["242_13",242,7,"242_7",657,3,31,13,1248.4000000000001,0,1945,1969,41,34396,2891,0,14787,2500,15963,0,664,3.5999999999999997E-2,0,0]
["242_14",242,8,"242_8",657,3,31,14,1375.6,0,1945,1969,41,33042,2891,0,14660,2500,14609,0,791,4.2999999999999997E-2,0,0]
["242_15",242,9,"242_9",657,3,31,15,1508.4,0,1945,1969,41,32275,2891,0,14527,2500,13975,0,924,0.05,0,0]
["242_16",242,10,"242_10",657,3,31,16,1508.4,0,1945,1969,41,33150,2891,0,14527,2500,14850,0,924,0.05,0,0]
["242_17",242,11,"242_11",657,3,31,17,1523.7,0,1945,1969,41,37202,2891,0,14512,2500,19034,0,939,5.0999999999999997E-2,0,0]
["242_18",242,12,"242_12",657,3,31,18,1525.5,0,1945,1969,41,41003,2891,0,14510,2500,23350,15,941,5.0999999999999997E-2,3.0000000000000001E-3,0]
["242_19",242,13,"242_13",657,3,31,19,1525.5,0,1945,1969,41,40307,2891,0,14510,2500,22633,36,941,5.0999999999999997E-2,7.0000000000000001E-3,0]
["242_20",242,14,"242_14",657,3,31,20,1524.8,0,1945,1969,41,38886,2891,0,14511,2500,21208,40,940,5.0999999999999997E-2,8.0000000000000002E-3,0]
["242_21",242,15,"242_15",657,3,31,21,1524.6,0,1945,1969,41,36746,2891,0,14511,2500,18416,29,940,5.0999999999999997E-2,6.0000000000000001E-3,0]
["242_22",242,16,"242_16",657,3,31,22,1536.5,0,1945,1969,41,32954,2891,0,14499,2500,14497,8,952,5.1999999999999998E-2,2E-3,0]
["242_23",242,17,"242_17",657,3,31,23,533,0,1945,1969,41,28296,2891,0,14635,3400,9462,0,816,4.3999999999999997E-2,0,0]
["243_11",243,1,"243_1",674,2,23,11,557.70000000000005,0,1962,1986,58,39174,2889,0,14135,2500,22445,44,1057,5.8000000000000003E-2,8.9999999999999993E-3,0]
["243_12",243,2,"243_2",674,2,23,12,1882.5,0,1962,1986,58,37065,2889,0,14031,2500,19010,17,1161,6.4000000000000001E-2,4.0000000000000001E-3,0]
["243_13",243,3,"243_3",674,2,23,13,1885.1,0,1962,1986,58,35407,2889,0,14028,2500,17229,7,1164,6.4000000000000001E-2,2E-3,0]
["243_14",243,4,"243_4",674,2,23,14,1892.5,0,1962,1986,58,34125,2889,0,14021,2500,15952,2,1171,6.4000000000000001E-2,1E-3,0]
["243_15",243,5,"243_5",674,2,23,15,1892.5,0,1962,1986,58,33476,2889,0,14021,2500,15304,1,1171,6.4000000000000001E-2,0,0]
["243_16",243,6,"243_6",674,2,23,16,1892.5,0,1962,1986,58,34516,2889,0,14021,2500,16476,1,1171,6.4000000000000001E-2,0,0]
["243_17",243,7,"243_7",674,2,23,17,1892.5,0,1962,1986,58,39102,2889,0,14021,2500,21194,2,1171,6.4000000000000001E-2,0,0]
["243_18",243,8,"243_8",674,2,23,18,1967.5,0,1962,1986,58,43808,2889,0,14021,2500,26145,78,1171,6.4000000000000001E-2,1.6E-2,0]
["243_19",243,9,"243_9",674,2,23,19,1967.5,0,1962,1986,58,43751,2889,0,14021,2500,26083,84,1171,6.4000000000000001E-2,1.7000000000000001E-2,0]
["243_20",243,10,"243_10",674,2,23,20,1893.5,0,1962,1986,58,41425,2889,0,14020,2500,23837,79,1172,6.4000000000000001E-2,1.6E-2,0]
["243_21",243,11,"243_11",674,2,23,21,1886.6,0,1962,1986,58,38851,2889,0,14027,2500,20774,39,1165,6.4000000000000001E-2,8.0000000000000002E-3,0]
["243_22",243,12,"243_12",674,2,23,22,1860.8,0,1962,1986,58,34983,2889,0,14053,2500,16612,25,1140,6.3E-2,5.0000000000000001E-3,0]
["243_23",243,13,"243_13",674,2,23,23,914.3,0,1962,1986,58,29649,2889,0,14066,3400,11110,15,1126,6.2E-2,3.0000000000000001E-3,0]
["244_6",244,1,"244_1",674,2,24,6,39.4,0,1962,1986,58,27867,3544,0,14059,3400,9990,235,1133,6.2E-2,4.8000000000000001E-2,0]
["244_7",244,2,"244_2",674,2,24,7,1450.5,0,1962,1986,58,35477,3544,0,14059,2500,17824,151,1134,6.2E-2,3.1E-2,0]
["244_8",244,3,"244_3",674,2,24,8,1020,0,1962,1986,58,40538,2889,0,14489,2500,23338,95,703,3.9E-2,0.02,0]
["244_9",244,4,"244_4",674,2,24,9,947.8,0,1962,1986,58,40903,2889,0,14561,2500,23665,133,631,3.5000000000000003E-2,2.7E-2,0]
["244_10",244,5,"244_5",674,2,24,10,1009.3,0,1962,1986,58,39783,2889,0,14500,2500,22633,45,692,3.7999999999999999E-2,8.9999999999999993E-3,0]
["244_11",244,6,"244_6",674,2,24,11,1617.8,0,1962,1986,58,38127,2889,0,13891,2500,20623,2,1301,7.1999999999999995E-2,0,0]
["244_12",244,7,"244_7",674,2,24,12,1617.8,0,1962,1986,58,36075,2889,0,13891,2500,18441,0,1301,7.1999999999999995E-2,0,0]
["244_13",244,8,"244_8",674,2,24,13,1617.8,0,1962,1986,58,34447,2889,0,13891,2500,16679,2,1301,7.1999999999999995E-2,0,0]
["244_14",244,9,"244_9",674,2,24,14,1617.8,0,1962,1986,58,33183,2889,0,13891,2500,15416,0,1301,7.1999999999999995E-2,0,0]
["244_15",244,10,"244_10",674,2,24,15,1617.8,0,1962,1986,58,32547,2889,0,13891,2500,14780,0,1301,7.1999999999999995E-2,0,0]
["244_16",244,11,"244_11",674,2,24,16,1617.9,0,1962,1986,58,33569,2889,0,13891,2500,15922,13,1301,7.1999999999999995E-2,3.0000000000000001E-3,0]
["244_17",244,12,"244_12",674,2,24,17,1627.2,0,1962,1986,58,38068,2889,0,13882,2500,20506,61,1310,7.1999999999999995E-2,1.2E-2,0]
["244_18",244,13,"244_13",674,2,24,18,1649.7,0,1962,1986,58,42624,2889,0,13859,2500,25350,169,1333,7.2999999999999995E-2,3.5000000000000003E-2,0]
["244_19",244,14,"244_14",674,2,24,19,1626.8,0,1962,1986,58,42490,2889,0,13882,2500,25184,201,1310,7.1999999999999995E-2,4.1000000000000002E-2,0]
["244_20",244,15,"244_15",674,2,24,20,1626.8,0,1962,1986,58,40214,2889,0,13882,2500,23019,90,1310,7.1999999999999995E-2,1.7999999999999999E-2,0]
["244_21",244,16,"244_16",674,2,24,21,1626.8,0,1962,1986,58,37744,2889,0,13882,2500,20083,27,1310,7.1999999999999995E-2,6.0000000000000001E-3,0]
["244_22",244,17,"244_17",674,2,24,22,1626.8,0,1962,1986,58,34026,2889,0,13882,2500,16081,4,1310,7.1999999999999995E-2,1E-3,0]
["244_23",244,18,"244_18",674,2,24,23,692.5,0,1962,1986,58,28885,2889,0,13882,3400,10758,9,1310,7.1999999999999995E-2,2E-3,0]
["245_9",245,1,"245_1",690,1,7,9,128.30000000000001,0,1978,2002,74,24877,1516,0,10883,0,15076,10,2481,0.152,2E-3,0]
["245_10",245,2,"245_2",690,1,7,10,128.30000000000001,0,1978,2002,74,24538,1499,0,10883,0,14738,9,2481,0.152,2E-3,0]
["245_11",245,3,"245_3",690,1,7,11,128.30000000000001,0,1978,2002,74,23971,1450,0,10883,0,13768,15,2481,0.152,3.0000000000000001E-3,0]
["245_12",245,4,"245_4",690,1,7,12,128.30000000000001,0,1978,2002,74,23096,1399,0,10883,0,12748,28,2481,0.152,6.0000000000000001E-3,0]
["245_13",245,5,"245_5",690,1,7,13,153.6,0,1978,2002,74,22374,1352,0,10858,0,11845,76,2506,0.153,1.6E-2,0]
[{"$f":"CONCATENATE(B2775,\"_\",H2775)","v":"245_14"},{"$f":"IF(E2775=E2774,    (IF(F2775=F2774,    (IF(G2775=G2774,   (IF(H2775=H2774+1,B2774,B2774+1)), (IF(AND(G2775=G2774+1,H2775=1,H2774=24),B2774,B2774+1)))), B2774+1)), B2774+1)","v":245},{"$f":"IF(B2775=B2774,C2774+1,1)","v":6},{"$f":"CONCATENATE(B2775,\"_\",C2775)","v":"245_6"},690,1,7,14,177.3,0,1978,2002,74,21844,1306,0,10834,0,10945,446,2530,0.155,9.0999999999999998E-2,0]
["245_15",245,7,"245_7",690,1,7,15,177.9,0,1978,2002,74,21310,1269,0,10834,0,10211,646,2530,0.155,0.13200000000000001,0]
["245_16",245,8,"245_8",690,1,7,16,177.9,0,1978,2002,74,21146,1242,0,10834,0,9676,1017,2530,0.155,0.20799999999999999,0]
["245_17",245,9,"245_9",690,1,7,17,177.9,0,1978,2002,74,21577,1237,0,10834,0,9572,1685,2530,0.155,0.34399999999999997,0]
["245_18",245,10,"245_10",690,1,7,18,177.9,0,1978,2002,74,22608,1285,0,10834,0,10527,2290,2530,0.155,0.46800000000000003,0]
["245_19",245,11,"245_11",690,1,7,19,177.9,0,1978,2002,74,24003,1343,0,10834,0,11696,2516,2530,0.155,0.51400000000000001,0]
["245_20",245,12,"245_12",690,1,7,20,177.9,0,1978,2002,74,25227,1415,0,10834,0,13125,2311,2530,0.155,0.47199999999999998,0]
["245_21",245,13,"245_13",690,1,7,21,320.89999999999998,0,1978,2002,74,23972,1320,0,10691,0,11428,2224,2673,0.16300000000000001,0.45400000000000001,0]
["245_22",245,14,"245_14",690,1,7,22,74,0,1978,2002,74,20919,1159,0,10938,0,7859,2463,2427,0.14799999999999999,0.503,0]
["246_7",246,1,"246_1",690,1,15,7,237.8,0,1978,2002,74,22160,1952,0,10748,0,10684,1314,2616,0.16,0.26800000000000002,0]
["246_8",246,2,"246_2",690,1,15,8,227.1,0,1978,2002,74,25373,1461,0,10759,0,14163,1445,2606,0.159,0.29499999999999998,0]
["246_9",246,3,"246_3",690,1,15,9,226.4,0,1978,2002,74,25606,1470,0,10759,0,14341,1500,2605,0.159,0.30599999999999999,0]
["246_10",246,4,"246_4",690,1,15,10,226.2,0,1978,2002,74,25034,1451,0,10759,0,13962,1307,2605,0.159,0.26700000000000002,0]
["246_11",246,5,"246_5",690,1,15,11,222.9,0,1978,2002,74,24217,1379,0,10763,0,12519,1535,2601,0.159,0.314,0]
["246_12",246,6,"246_6",690,1,15,12,201.2,0,1978,2002,74,23130,1318,0,10785,0,11255,1580,2580,0.158,0.32300000000000001,0]
["246_13",246,7,"246_7",690,1,15,13,201.2,0,1978,2002,74,22243,1300,0,10785,0,10894,922,2580,0.158,0.188,0]
["246_14",246,8,"246_8",690,1,15,14,201.2,0,1978,2002,74,21577,1285,0,10785,0,10610,540,2580,0.158,0.11,0]
["246_15",246,9,"246_9",690,1,15,15,201.2,0,1978,2002,74,20998,1259,0,10785,0,10085,486,2580,0.158,9.9000000000000005E-2,0]
["247_22",247,1,"247_1",697,13,2,22,881.7,0,1985,1932,4,24617,1369,0,12333,0,10123,1753,1040,6.4000000000000001E-2,0.35799999999999998,0]
["248_16",248,1,"248_1",697,13,4,16,183.7,0,1985,1932,4,26113,1568,0,11823,0,14805,5,1550,9.5000000000000001E-2,1E-3,0]
["248_17",248,2,"248_2",697,13,4,17,811.4,0,1985,1932,4,26362,1559,0,11990,0,14388,9,1383,8.4000000000000005E-2,2E-3,0]
["248_18",248,3,"248_3",697,13,4,18,711.8,0,1985,1932,4,26376,1593,0,12089,0,14926,14,1284,7.8E-2,3.0000000000000001E-3,0]
["248_19",248,4,"248_4",697,13,4,19,711.8,0,1985,1932,4,25526,1550,0,12089,0,14081,9,1284,7.8E-2,2E-3,0]
["248_20",248,5,"248_5",697,13,4,20,721.3,0,1985,1932,4,24828,1515,0,12080,0,13386,6,1293,7.9000000000000001E-2,1E-3,0]
["248_21",248,6,"248_6",697,13,4,21,721.8,0,1985,1932,4,25341,1508,0,12079,0,13242,1,1294,7.9000000000000001E-2,0,0]
["248_22",248,7,"248_7",697,13,4,22,721.8,0,1985,1932,4,23798,1418,0,12079,0,11455,15,1294,7.9000000000000001E-2,3.0000000000000001E-3,0]
["248_23",248,8,"248_8",697,13,4,23,351.9,0,1985,1932,4,19908,1203,0,12081,383,7144,38,1292,7.9000000000000001E-2,8.0000000000000002E-3,0]
["249_8",249,1,"249_1",697,13,5,8,303.7,0,1985,1932,4,19075,1226,0,11806,0,7989,343,1567,9.6000000000000002E-2,7.0000000000000007E-2,0]
["249_9",249,2,"249_2",697,13,5,9,303.7,0,1985,1932,4,21297,1345,0,11806,0,10376,177,1567,9.6000000000000002E-2,3.5999999999999997E-2,0]
["249_10",249,3,"249_3",697,13,5,10,303.7,0,1985,1932,4,22965,1435,0,11806,0,12174,47,1567,9.6000000000000002E-2,0.01,0]
["249_11",249,4,"249_4",697,13,5,11,303.7,0,1985,1932,4,24021,1464,0,11806,0,12743,4,1567,9.6000000000000002E-2,1E-3,0]
["249_12",249,5,"249_5",697,13,5,12,298.60000000000002,0,1985,1932,4,24477,1487,0,11811,0,13203,1,1562,9.5000000000000001E-2,0,0]
["250_9",250,1,"250_1",700,4,19,9,1637.7,0,1988,1935,7,37530,2760,0,13601,2500,20424,385,1873,0.10100000000000001,7.9000000000000001E-2,0]
["250_10",250,2,"250_2",700,4,19,10,2090.9,0,1988,1935,7,36598,2760,0,13601,2500,19224,199,1873,0.10100000000000001,4.1000000000000002E-2,0]
["250_11",250,3,"250_3",700,4,19,11,2090.9,0,1988,1935,7,35222,2760,0,13601,2500,17849,199,1873,0.10100000000000001,4.1000000000000002E-2,0]
["250_12",250,4,"250_4",700,4,19,12,2090.9,0,1988,1935,7,33371,2760,0,13601,2500,15624,175,1873,0.10100000000000001,3.5999999999999997E-2,0]
["250_13",250,5,"250_5",700,4,19,13,2090.9,0,1988,1935,7,31775,2760,0,13601,2500,13915,156,1873,0.10100000000000001,3.2000000000000001E-2,0]
["250_14",250,6,"250_6",700,4,19,14,2090.9,0,1988,1935,7,30524,2760,0,13601,2500,12560,127,1873,0.10100000000000001,2.5999999999999999E-2,0]
["250_15",250,7,"250_7",700,4,19,15,2089.6999999999998,0,1988,1935,7,29686,2760,0,13602,2500,11673,176,1872,0.10100000000000001,3.5999999999999997E-2,0]
["250_16",250,8,"250_8",700,4,19,16,2089.3000000000002,0,1988,1935,7,30203,2760,0,13602,2500,12067,299,1872,0.10100000000000001,6.0999999999999999E-2,0]
["250_17",250,9,"250_9",700,4,19,17,2089.3000000000002,0,1988,1935,7,33176,2760,0,13602,2500,15030,442,1872,0.10100000000000001,0.09,0]
["250_18",250,10,"250_10",700,4,19,18,2087.4,0,1988,1935,7,37234,2760,0,13604,2500,19554,506,1870,0.10100000000000001,0.10299999999999999,0]
["250_19",250,11,"250_11",700,4,19,19,2086.6,0,1988,1935,7,37828,2760,0,13605,2500,20245,408,1869,0.10100000000000001,8.4000000000000005E-2,0]
["250_20",250,12,"250_12",700,4,19,20,2086.6,0,1988,1935,7,36448,2760,0,13605,2500,19019,255,1869,0.10100000000000001,5.1999999999999998E-2,0]
["250_21",250,13,"250_13",700,4,19,21,2086.6,0,1988,1935,7,34245,2760,0,13605,2500,16395,146,1869,0.10100000000000001,0.03,0]
["250_22",250,14,"250_14",700,4,19,22,2086.6,0,1988,1935,7,30558,2760,0,13605,2500,12546,100,1869,0.10100000000000001,2.1000000000000001E-2,0]
["250_23",250,15,"250_15",700,4,19,23,1216.8,0,1988,1935,7,26063,2760,0,13605,3400,7646,94,1869,0.10100000000000001,1.9E-2,0]
["251_6",251,1,"251_1",700,4,20,6,3158.6,0,1988,1935,7,27451,3502,0,13605,3400,7182,4,1869,0.10100000000000001,1E-3,0]
["251_7",251,2,"251_2",700,4,20,7,4063.8,0,1988,1935,7,34969,3502,0,13570,2500,15455,0,1904,0.10299999999999999,0,0]
["251_8",251,3,"251_3",700,4,20,8,4182.5,0,1988,1935,7,39963,2760,0,13451,2500,20847,0,2023,0.109,0,0]
["251_9",251,4,"251_4",700,4,20,9,3733.3,0,1988,1935,7,40453,2760,0,13900,2500,21337,0,1574,8.5000000000000006E-2,0,0]
["251_10",251,5,"251_5",700,4,20,10,3664.5,0,1988,1935,7,39486,2760,0,13969,2500,20370,0,1505,8.1000000000000003E-2,0,0]
["251_11",251,6,"251_6",700,4,20,11,3664.5,0,1988,1935,7,37978,2760,0,13969,2500,18862,0,1505,8.1000000000000003E-2,0,0]
["251_12",251,7,"251_7",700,4,20,12,3664.5,0,1988,1935,7,35947,2760,0,13969,2500,16433,0,1505,8.1000000000000003E-2,0,0]
["251_13",251,8,"251_8",700,4,20,13,3664.5,0,1988,1935,7,34181,2760,0,13969,2500,14535,0,1505,8.1000000000000003E-2,0,0]
["251_14",251,9,"251_9",700,4,20,14,3664.5,0,1988,1935,7,32798,2760,0,13969,2500,13020,0,1505,8.1000000000000003E-2,0,0]
["251_15",251,10,"251_10",700,4,20,15,3664.5,0,1988,1935,7,31868,2760,0,13969,2500,12090,0,1505,8.1000000000000003E-2,0,0]
["251_16",251,11,"251_11",700,4,20,16,3811,0,1988,1935,7,32396,2760,0,13822,2500,12606,11,1651,8.8999999999999996E-2,2E-3,0]
["251_17",251,12,"251_12",700,4,20,17,3913.9,0,1988,1935,7,35541,2760,0,13719,2500,15881,14,1754,9.5000000000000001E-2,3.0000000000000001E-3,0]
["251_18",251,13,"251_13",700,4,20,18,3913.9,0,1988,1935,7,39922,2760,0,13719,2500,20743,63,1754,9.5000000000000001E-2,1.2999999999999999E-2,0]
["251_19",251,14,"251_14",700,4,20,19,3913.9,0,1988,1935,7,40625,2760,0,13719,2500,21441,68,1754,9.5000000000000001E-2,1.4E-2,0]
["251_20",251,15,"251_15",700,4,20,20,3913.9,0,1988,1935,7,39106,2760,0,13719,2500,19977,13,1754,9.5000000000000001E-2,3.0000000000000001E-3,0]
["251_21",251,16,"251_16",700,4,20,21,3873.8,0,1988,1935,7,36729,2760,0,13760,2500,17079,4,1714,9.2999999999999999E-2,1E-3,0]
["251_22",251,17,"251_17",700,4,20,22,3867.4,0,1988,1935,7,32825,2760,0,13766,2500,12971,0,1708,9.1999999999999998E-2,0,0]
[{"$f":"CONCATENATE(B2839,\"_\",H2839)","v":"251_23"},{"$f":"IF(E2839=E2838,    (IF(F2839=F2838,    (IF(G2839=G2838,   (IF(H2839=H2838+1,B2838,B2838+1)), (IF(AND(G2839=G2838+1,H2839=1,H2838=24),B2838,B2838+1)))), B2838+1)), B2838+1)","v":251},{"$f":"IF(B2839=B2838,C2838+1,1)","v":18},{"$f":"CONCATENATE(B2839,\"_\",C2839)","v":"251_18"},700,4,20,23,2997.5,0,1988,1935,7,28073,2760,0,13766,3400,7791,17,1708,9.1999999999999998E-2,4.0000000000000001E-3,0]
["252_12",252,1,"252_1",707,1,6,12,19.5,0,1995,1942,14,23636,1410,0,10115,0,14046,146,3249,0.19900000000000001,0.03,0]
["252_13",252,2,"252_2",707,1,6,13,19.5,0,1995,1942,14,22935,1371,0,10115,0,13259,100,3249,0.19900000000000001,2.1000000000000001E-2,0]
["252_14",252,3,"252_3",707,1,6,14,19,0,1995,1942,14,22424,1344,0,10116,0,12711,137,3248,0.19900000000000001,2.8000000000000001E-2,0]
["253_6",253,1,"253_1",715,4,4,6,220.8,0,2003,1950,22,25946,3502,0,13668,3400,8556,0,1806,9.8000000000000004E-2,0,0]
["253_7",253,2,"253_2",715,4,4,7,2679.1,0,2003,1950,22,32648,3502,0,13668,2500,14421,0,1806,9.8000000000000004E-2,0,0]
["253_8",253,3,"253_3",715,4,4,8,2182.6999999999998,0,2003,1950,22,37396,2760,0,14164,2500,19565,1,1310,7.0999999999999994E-2,0,0]
["253_9",253,4,"253_4",715,4,4,9,2161.1,0,2003,1950,22,38413,2760,0,14186,2500,20570,14,1288,7.0000000000000007E-2,3.0000000000000001E-3,0]
["253_10",253,5,"253_5",715,4,4,10,2161.1,0,2003,1950,22,37983,2760,0,14186,2500,20130,24,1288,7.0000000000000007E-2,5.0000000000000001E-3,0]
["253_11",253,6,"253_6",715,4,4,11,2161.1,0,2003,1950,22,36863,2760,0,14186,2500,19023,10,1288,7.0000000000000007E-2,2E-3,0]
["253_12",253,7,"253_7",715,4,4,12,2161.1,0,2003,1950,22,35107,2760,0,14186,2500,16870,10,1288,7.0000000000000007E-2,2E-3,0]
["253_13",253,8,"253_8",715,4,4,13,2161.1,0,2003,1950,22,33536,2760,0,14186,2500,15171,6,1288,7.0000000000000007E-2,1E-3,0]
["253_14",253,9,"253_9",715,4,4,14,2161.1,0,2003,1950,22,32267,2760,0,14186,2500,13775,0,1288,7.0000000000000007E-2,0,0]
["253_15",253,10,"253_10",715,4,4,15,2160.8000000000002,0,2003,1950,22,31520,2760,0,14186,2500,13028,0,1288,7.0000000000000007E-2,0,0]
["253_16",253,11,"253_11",715,4,4,16,2160.1999999999998,0,2003,1950,22,32332,2760,0,14187,2500,13821,19,1287,7.0000000000000007E-2,4.0000000000000001E-3,0]
["253_17",253,12,"253_12",715,4,4,17,2160.1999999999998,0,2003,1950,22,36153,2760,0,14187,2500,17736,58,1287,7.0000000000000007E-2,1.2E-2,0]
["253_18",253,13,"253_13",715,4,4,18,2160.1999999999998,0,2003,1950,22,39983,2760,0,14187,2500,22050,103,1287,7.0000000000000007E-2,2.1000000000000001E-2,0]
["253_19",253,14,"253_14",715,4,4,19,2163.9,0,2003,1950,22,39546,2760,0,14183,2500,21585,132,1291,7.0000000000000007E-2,2.7E-2,0]
["253_20",253,15,"253_15",715,4,4,20,2176.6999999999998,0,2003,1950,22,38223,2760,0,14170,2500,20202,191,1304,7.0999999999999994E-2,3.9E-2,0]
["253_21",253,16,"253_16",715,4,4,21,2176.6999999999998,0,2003,1950,22,36081,2760,0,14170,2500,17574,148,1304,7.0999999999999994E-2,0.03,0]
["253_22",253,17,"253_17",715,4,4,22,2176.6999999999998,0,2003,1950,22,32222,2760,0,14170,2500,13601,54,1304,7.0999999999999994E-2,1.0999999999999999E-2,0]
["253_23",253,18,"253_18",715,4,4,23,1306.8,0,2003,1950,22,27491,2760,0,14170,3400,8508,5,1304,7.0999999999999994E-2,1E-3,0]
["254_21",254,1,"254_1",715,4,14,21,901.2,0,2003,1950,22,37792,2760,0,13897,2500,20973,8,1577,8.5000000000000006E-2,2E-3,0]
["254_22",254,2,"254_2",715,4,14,22,3410.5,0,2003,1950,22,33821,2760,0,13897,2500,14293,0,1577,8.5000000000000006E-2,0,0]
["254_23",254,3,"254_3",715,4,14,23,2540.6,0,2003,1950,22,29018,2760,0,13897,3400,9080,0,1577,8.5000000000000006E-2,0,0]
["255_7",255,1,"255_1",715,4,15,7,704.5,0,2003,1950,22,33463,3502,0,13902,2500,15454,1523,1572,8.5000000000000006E-2,0.311,0]
["255_8",255,2,"255_2",715,4,15,8,784,0,2003,1950,22,38381,2760,0,13902,2500,20578,1634,1572,8.5000000000000006E-2,0.33400000000000002,0]
["255_9",255,3,"255_3",715,4,15,9,784,0,2003,1950,22,39559,2760,0,13902,2500,21792,1598,1572,8.5000000000000006E-2,0.32700000000000001,0]
["255_10",255,4,"255_4",715,4,15,10,784,0,2003,1950,22,39113,2760,0,13902,2500,21195,1749,1572,8.5000000000000006E-2,0.35699999999999998,0]
["255_11",255,5,"255_5",715,4,15,11,784,0,2003,1950,22,37821,2760,0,13902,2500,19520,2132,1572,8.5000000000000006E-2,0.436,0]
["255_12",255,6,"255_6",715,4,15,12,784,0,2003,1950,22,35870,2760,0,13902,2500,17190,2114,1572,8.5000000000000006E-2,0.432,0]
["255_13",255,7,"255_7",715,4,15,13,782.2,0,2003,1950,22,34090,2760,0,13904,2500,15179,2212,1570,8.5000000000000006E-2,0.45200000000000001,0]
["255_14",255,8,"255_8",715,4,15,14,780.9,0,2003,1950,22,32659,2760,0,13905,2500,13730,2098,1569,8.5000000000000006E-2,0.42899999999999999,0]
["255_15",255,9,"255_9",715,4,15,15,780.9,0,2003,1950,22,31742,2760,0,13905,2500,12540,2371,1569,8.5000000000000006E-2,0.48399999999999999,0]
["255_16",255,10,"255_10",715,4,15,16,780,0,2003,1950,22,32355,2760,0,13906,2500,12843,2681,1568,8.5000000000000006E-2,0.54800000000000004,0]
["255_17",255,11,"255_11",715,4,15,17,774.2,0,2003,1950,22,35740,2760,0,13912,2500,16754,2287,1562,8.5000000000000006E-2,0.46700000000000003,0]
["255_18",255,12,"255_12",715,4,15,18,774.2,0,2003,1950,22,39938,2760,0,13912,2500,21813,1956,1562,8.5000000000000006E-2,0.4,0]
["255_19",255,13,"255_13",715,4,15,19,774.2,0,2003,1950,22,40222,2760,0,13912,2500,21839,2214,1562,8.5000000000000006E-2,0.45200000000000001,0]
["255_20",255,14,"255_14",715,4,15,20,774.2,0,2003,1950,22,38808,2760,0,13912,2500,19866,2773,1562,8.5000000000000006E-2,0.56599999999999995,0]
["255_21",255,15,"255_15",715,4,15,21,774.2,0,2003,1950,22,36528,2760,0,13912,2500,16886,2943,1562,8.5000000000000006E-2,0.60099999999999998,0]
["255_22",255,16,"255_16",715,4,15,22,774.2,0,2003,1950,22,32687,2760,0,13912,2500,12814,2966,1562,8.5000000000000006E-2,0.60599999999999998,0]
["256_18",256,1,"256_1",715,4,16,18,53,0,2003,1950,22,36748,2760,0,13829,2500,19122,937,1645,8.8999999999999996E-2,0.191,0]
["256_19",256,2,"256_2",715,4,16,19,169.7,0,2003,1950,22,37110,2760,0,13829,2500,19397,907,1645,8.8999999999999996E-2,0.185,0]
["256_20",256,3,"256_3",715,4,16,20,169.7,0,2003,1950,22,35818,2760,0,13829,2500,18027,985,1645,8.8999999999999996E-2,0.20100000000000001,0]
["256_21",256,4,"256_4",715,4,16,21,169.3,0,2003,1950,22,33705,2760,0,13829,2500,16100,799,1644,8.8999999999999996E-2,0.16300000000000001,0]
["256_22",256,5,"256_5",715,4,16,22,168.8,0,2003,1950,22,30128,2760,0,13830,2500,12507,815,1644,8.8999999999999996E-2,0.16600000000000001,0]
["257_6",257,1,"257_1",715,4,18,6,600.4,0,2003,1950,22,26873,3502,0,13875,3400,8691,205,1598,8.6999999999999994E-2,4.2000000000000003E-2,0]
["257_7",257,2,"257_2",715,4,18,7,2559.1999999999998,0,2003,1950,22,34177,3502,0,13875,2500,15626,236,1598,8.6999999999999994E-2,4.8000000000000001E-2,0]
["257_8",257,3,"257_3",715,4,18,8,2559.1999999999998,0,2003,1950,22,39078,2760,0,13875,2500,20876,284,1598,8.6999999999999994E-2,5.8000000000000003E-2,0]
["257_9",257,4,"257_4",715,4,18,9,2559.1999999999998,0,2003,1950,22,39662,2760,0,13875,2500,21595,149,1598,8.6999999999999994E-2,3.1E-2,0]
["257_10",257,5,"257_5",715,4,18,10,2558.1,0,2003,1950,22,38811,2760,0,13877,2500,20788,106,1597,8.5999999999999993E-2,2.1999999999999999E-2,0]
["257_11",257,6,"257_6",715,4,18,11,2561.6999999999998,0,2003,1950,22,37413,2760,0,13873,2500,19337,158,1601,8.6999999999999994E-2,3.2000000000000001E-2,0]
["257_12",257,7,"257_7",715,4,18,12,2561.6999999999998,0,2003,1950,22,35471,2760,0,13873,2500,16876,280,1601,8.6999999999999994E-2,5.7000000000000002E-2,0]
["257_13",257,8,"257_8",715,4,18,13,2561.6999999999998,0,2003,1950,22,33781,2760,0,13873,2500,14963,371,1601,8.6999999999999994E-2,7.5999999999999998E-2,0]
["257_14",257,9,"257_9",715,4,18,14,2561.6999999999998,0,2003,1950,22,32441,2760,0,13873,2500,13406,456,1601,8.6999999999999994E-2,9.2999999999999999E-2,0]
["257_15",257,10,"257_10",715,4,18,15,2561.6999999999998,0,2003,1950,22,31553,2760,0,13873,2500,12394,580,1601,8.6999999999999994E-2,0.11799999999999999,0]
["257_16",257,11,"257_11",715,4,18,16,2537.8000000000002,0,2003,1950,22,32128,2760,0,13897,2500,12907,641,1577,8.5000000000000006E-2,0.13100000000000001,0]
["257_17",257,12,"257_12",715,4,18,17,2231.6999999999998,0,2003,1950,22,35360,2760,0,14203,2500,16285,628,1271,6.9000000000000006E-2,0.128,0]
["257_18",257,13,"257_13",715,4,18,18,2231.6999999999998,0,2003,1950,22,39682,2760,0,14203,2500,20928,837,1271,6.9000000000000006E-2,0.17100000000000001,0]
["257_19",257,14,"257_14",715,4,18,19,2231.6999999999998,0,2003,1950,22,40259,2760,0,14203,2500,21561,781,1271,6.9000000000000006E-2,0.16,0]
["257_20",257,15,"257_15",715,4,18,20,2231.6999999999998,0,2003,1950,22,38838,2760,0,14203,2500,20081,839,1271,6.9000000000000006E-2,0.17100000000000001,0]
["257_21",257,16,"257_16",715,4,18,21,2231.6999999999998,0,2003,1950,22,36511,2760,0,14203,2500,17306,758,1271,6.9000000000000006E-2,0.155,0]
["257_22",257,17,"257_17",715,4,18,22,2231.6999999999998,0,2003,1950,22,32557,2760,0,14203,2500,13325,577,1271,6.9000000000000006E-2,0.11799999999999999,0]
["257_23",257,18,"257_18",715,4,18,23,1361.9,0,2003,1950,22,27734,2760,0,14203,3400,8136,533,1271,6.9000000000000006E-2,0.109,0]
[{"$f":"CONCATENATE(B2903,\"_\",H2903)","v":"258_6"},{"$f":"IF(E2903=E2902,    (IF(F2903=F2902,    (IF(G2903=G2902,   (IF(H2903=H2902+1,B2902,B2902+1)), (IF(AND(G2903=G2902+1,H2903=1,H2902=24),B2902,B2902+1)))), B2902+1)), B2902+1)","v":258},{"$f":"IF(B2903=B2902,C2902+1,1)","v":1},{"$f":"CONCATENATE(B2903,\"_\",C2903)","v":"258_1"},715,5,1,6,535.1,0,2003,1950,22,27092,3499,0,13952,3400,9103,4,1464,7.9000000000000001E-2,1E-3,0]
["258_7",258,2,"258_2",715,5,1,7,1402.8,0,2003,1950,22,34853,3499,0,13952,2500,17655,5,1464,7.9000000000000001E-2,1E-3,0]
["258_8",258,3,"258_3",715,5,1,8,1412.1,0,2003,1950,22,39704,2714,0,13943,2500,22896,12,1473,0.08,3.0000000000000001E-3,0]
["258_9",258,4,"258_4",715,5,1,9,1531.7,0,2003,1950,22,39621,2714,0,13823,2500,22814,12,1593,8.5999999999999993E-2,2E-3,0]
["258_10",258,5,"258_5",715,5,1,10,1658.2,0,2003,1950,22,38180,2714,0,13697,2500,21382,2,1719,9.2999999999999999E-2,1E-3,0]
["258_11",258,6,"258_6",715,5,1,11,1638.1,0,2003,1950,22,36422,2714,0,13717,2500,19229,0,1699,9.1999999999999998E-2,0,0]
["258_12",258,7,"258_7",715,5,1,12,1599.8,0,2003,1950,22,34311,2714,0,13755,2500,16986,0,1661,0.09,0,0]
["258_13",258,8,"258_8",715,5,1,13,1599.8,0,2003,1950,22,32555,2714,0,13755,2500,15098,0,1661,0.09,0,0]
["258_14",258,9,"258_9",715,5,1,14,2591.3000000000002,0,2003,1950,22,31190,2714,0,12763,2500,13733,0,2652,0.14399999999999999,0,0]
["258_15",258,10,"258_10",715,5,1,15,2812.7,0,2003,1950,22,30204,2714,0,12542,2500,12747,0,2874,0.156,0,0]
["258_16",258,11,"258_11",715,5,1,16,2810.8,0,2003,1950,22,30517,2714,0,12544,2500,13059,0,2872,0.156,0,0]
["258_17",258,12,"258_12",715,5,1,17,2810,0,2003,1950,22,33041,2714,0,12545,2500,15666,49,2871,0.156,0.01,0]
["258_18",258,13,"258_13",715,5,1,18,2306.5,0,2003,1950,22,37733,2714,0,13048,2500,20837,100,2367,0.129,2.1000000000000001E-2,0]
["258_19",258,14,"258_14",715,5,1,19,2180,0,2003,1950,22,39578,2714,0,13175,2500,22657,125,2241,0.122,2.5999999999999999E-2,0]
["258_20",258,15,"258_15",715,5,1,20,2124.1999999999998,0,2003,1950,22,38063,2714,0,13230,2500,21177,91,2185,0.11899999999999999,1.9E-2,0]
["258_21",258,16,"258_16",715,5,1,21,1650,0,2003,1950,22,35630,2714,0,13705,2500,18268,37,1711,9.2999999999999999E-2,8.0000000000000002E-3,0]
["258_22",258,17,"258_17",715,5,1,22,1650,0,2003,1950,22,31780,2714,0,13705,2500,14078,2,1711,9.2999999999999999E-2,0,0]
["258_23",258,18,"258_18",715,5,1,23,735.5,0,2003,1950,22,27002,2714,0,13751,3400,9017,1,1664,0.09,0,0]
["259_7",259,1,"259_1",715,5,2,7,514.4,0,2003,1950,22,33847,3499,0,13950,2500,17493,52,1466,0.08,1.0999999999999999E-2,0]
["259_8",259,2,"259_2",715,5,2,8,687.9,0,2003,1950,22,38516,2714,0,13950,2500,22357,81,1466,0.08,1.7000000000000001E-2,0]
["259_9",259,3,"259_3",715,5,2,9,687.9,0,2003,1950,22,38248,2714,0,13950,2500,22090,80,1466,0.08,1.6E-2,0]
["259_10",259,4,"259_4",715,5,2,10,687.9,0,2003,1950,22,36726,2714,0,13950,2500,20618,30,1466,0.08,6.0000000000000001E-3,0]
["259_11",259,5,"259_5",715,5,2,11,687.9,0,2003,1950,22,34975,2714,0,13950,2500,18490,10,1466,0.08,2E-3,0]
["259_12",259,6,"259_6",715,5,2,12,687.9,0,2003,1950,22,32924,2714,0,13950,2500,16297,20,1466,0.08,4.0000000000000001E-3,0]
["259_13",259,7,"259_7",715,5,2,13,516.6,0,2003,1950,22,31234,2714,0,14121,2500,14475,19,1295,7.0000000000000007E-2,4.0000000000000001E-3,0]
["259_14",259,8,"259_8",715,5,2,14,512.79999999999995,0,2003,1950,22,29933,2714,0,14125,2500,13177,16,1291,7.0000000000000007E-2,3.0000000000000001E-3,0]
["259_15",259,9,"259_9",715,5,2,15,512.79999999999995,0,2003,1950,22,28984,2714,0,14125,2500,12225,19,1291,7.0000000000000007E-2,4.0000000000000001E-3,0]
["259_16",259,10,"259_10",715,5,2,16,512.79999999999995,0,2003,1950,22,29262,2714,0,14125,2500,12493,28,1291,7.0000000000000007E-2,6.0000000000000001E-3,0]
["259_17",259,11,"259_11",715,5,2,17,512.79999999999995,0,2003,1950,22,31620,2714,0,14125,2500,14985,27,1291,7.0000000000000007E-2,6.0000000000000001E-3,0]
["259_18",259,12,"259_12",715,5,2,18,512.79999999999995,0,2003,1950,22,36101,2714,0,14125,2500,20012,11,1291,7.0000000000000007E-2,2E-3,0]
["259_19",259,13,"259_13",715,5,2,19,512.79999999999995,0,2003,1950,22,37928,2714,0,14125,2500,21850,0,1291,7.0000000000000007E-2,0,0]
["259_20",259,14,"259_14",715,5,2,20,512.79999999999995,0,2003,1950,22,36444,2714,0,14125,2500,20362,4,1291,7.0000000000000007E-2,1E-3,0]
["259_21",259,15,"259_15",715,5,2,21,512.79999999999995,0,2003,1950,22,34098,2714,0,14125,2500,17487,3,1291,7.0000000000000007E-2,1E-3,0]
["259_22",259,16,"259_16",715,5,2,22,512.79999999999995,0,2003,1950,22,30437,2714,0,14125,2500,13440,14,1291,7.0000000000000007E-2,3.0000000000000001E-3,0]
["260_8",260,1,"260_1",724,4,4,8,360.5,0,1932,1959,31,38144,2760,0,14345,2500,21955,1,1129,6.0999999999999999E-2,0,0]
["260_9",260,2,"260_2",724,4,4,9,2980,0,1932,1959,31,39182,2760,0,14346,2500,20360,14,1128,6.0999999999999999E-2,3.0000000000000001E-3,0]
["260_10",260,3,"260_3",724,4,4,10,2976.3,0,1932,1959,31,38743,2760,0,14350,2500,19911,24,1124,6.0999999999999999E-2,5.0000000000000001E-3,0]
["260_11",260,4,"260_4",724,4,4,11,2976.3,0,1932,1959,31,37600,2760,0,14350,2500,18782,10,1124,6.0999999999999999E-2,2E-3,0]
["260_12",260,5,"260_5",724,4,4,12,2976.3,0,1932,1959,31,35809,2760,0,14350,2500,16593,10,1124,6.0999999999999999E-2,2E-3,0]
["260_13",260,6,"260_6",724,4,4,13,2976.3,0,1932,1959,31,34207,2760,0,14350,2500,14863,6,1124,6.0999999999999999E-2,1E-3,0]
["260_14",260,7,"260_7",724,4,4,14,2976.3,0,1932,1959,31,32911,2760,0,14350,2500,13440,0,1124,6.0999999999999999E-2,0,0]
["260_15",260,8,"260_8",724,4,4,15,2976.3,0,1932,1959,31,32149,2760,0,14350,2500,12678,0,1124,6.0999999999999999E-2,0,0]
["260_16",260,9,"260_9",724,4,4,16,2682.8,0,1932,1959,31,32978,2760,0,14643,2500,13489,19,831,4.4999999999999998E-2,4.0000000000000001E-3,0]
["260_17",260,10,"260_10",724,4,4,17,2536.3000000000002,0,1932,1959,31,36876,2760,0,14790,2500,17480,58,684,3.6999999999999998E-2,1.2E-2,0]
["260_18",260,11,"260_11",724,4,4,18,2536.3000000000002,0,1932,1959,31,40783,2760,0,14790,2500,21871,103,684,3.6999999999999998E-2,2.1000000000000001E-2,0]
["260_19",260,12,"260_12",724,4,4,19,2536.3000000000002,0,1932,1959,31,40337,2760,0,14790,2500,21397,132,684,3.6999999999999998E-2,2.7E-2,0]
["260_20",260,13,"260_13",724,4,4,20,2536.3000000000002,0,1932,1959,31,38987,2760,0,14790,2500,19987,191,684,3.6999999999999998E-2,3.9E-2,0]
["260_21",260,14,"260_14",724,4,4,21,2536.3000000000002,0,1932,1959,31,36803,2760,0,14790,2500,17317,148,684,3.6999999999999998E-2,0.03,0]
["260_22",260,15,"260_15",724,4,4,22,2536.3000000000002,0,1932,1959,31,32866,2760,0,14790,2500,13266,54,684,3.6999999999999998E-2,1.0999999999999999E-2,0]
["260_23",260,16,"260_16",724,4,4,23,1666.4,0,1932,1959,31,28039,2760,0,14790,3400,8077,5,684,3.6999999999999998E-2,1E-3,0]
["261_7",261,1,"261_1",726,13,5,7,316.10000000000002,0,1934,1961,33,17166,3349,0,11361,0,6432,25,2012,0.123,5.0000000000000001E-3,0]
["261_8",261,2,"261_2",726,13,5,8,313.3,0,1934,1961,33,20011,1280,0,11364,0,9687,12,2009,0.123,3.0000000000000001E-3,0]
["261_9",261,3,"261_3",726,13,5,9,307,0,1934,1961,33,22344,1397,0,11370,0,12022,11,2003,0.122,2E-3,0]
["261_10",261,4,"261_4",726,13,5,10,310.39999999999998,0,1934,1961,33,24095,1484,0,11367,0,13774,9,2006,0.123,2E-3,0]
["261_11",261,5,"261_5",726,13,5,11,124.1,0,1934,1961,33,25203,1526,0,11553,0,14352,9,1820,0.111,2E-3,0]
["262_21",262,1,"262_1",728,1,13,21,399.4,0,1936,1963,35,24266,1422,0,10108,0,14297,152,3256,0.19900000000000001,3.1E-2,0]
["262_22",262,2,"262_2",728,1,13,22,767.9,0,1936,1963,35,21205,1251,0,10549,0,10251,52,2816,0.17199999999999999,1.0999999999999999E-2,0]
["263_6",263,1,"263_1",728,4,12,6,1625.3,0,1936,1963,35,27011,3502,0,14815,3400,6969,100,658,3.5999999999999997E-2,2.1000000000000001E-2,0]
["263_7",263,2,"263_2",728,4,12,7,3129,0,1936,1963,35,34314,3502,0,14815,2500,14398,91,658,3.5999999999999997E-2,1.9E-2,0]
["263_8",263,3,"263_3",728,4,12,8,3129,0,1936,1963,35,39244,2760,0,14815,2500,19714,103,658,3.5999999999999997E-2,2.1000000000000001E-2,0]
["263_9",263,4,"263_4",728,4,12,9,3128.8,0,1936,1963,35,39927,2760,0,14816,2500,20419,81,658,3.5999999999999997E-2,1.7000000000000001E-2,0]
["263_10",263,5,"263_5",728,4,12,10,3126.9,0,1936,1963,35,39184,2760,0,14817,2500,19662,94,656,3.5999999999999997E-2,1.9E-2,0]
["263_11",263,6,"263_6",728,4,12,11,3126.9,0,1936,1963,35,37871,2760,0,14817,2500,18377,67,656,3.5999999999999997E-2,1.4E-2,0]
["263_12",263,7,"263_7",728,4,12,12,3126.9,0,1936,1963,35,35976,2760,0,14817,2500,16145,7,656,3.5999999999999997E-2,1E-3,0]
[{"$f":"CONCATENATE(B2967,\"_\",H2967)","v":"263_13"},{"$f":"IF(E2967=E2966,    (IF(F2967=F2966,    (IF(G2967=G2966,   (IF(H2967=H2966+1,B2966,B2966+1)), (IF(AND(G2967=G2966+1,H2967=1,H2966=24),B2966,B2966+1)))), B2966+1)), B2966+1)","v":263},{"$f":"IF(B2967=B2966,C2966+1,1)","v":8},{"$f":"CONCATENATE(B2967,\"_\",C2967)","v":"263_8"},728,4,12,13,3126.9,0,1936,1963,35,34313,2760,0,14817,2500,14356,0,656,3.5999999999999997E-2,0,0]
["263_14",263,9,"263_9",728,4,12,14,3127.9,0,1936,1963,35,32995,2760,0,14816,2500,12906,0,657,3.5999999999999997E-2,0,0]
["263_15",263,10,"263_10",728,4,12,15,3130,0,1936,1963,35,32159,2760,0,14814,2500,12070,0,659,3.5999999999999997E-2,0,0]
["263_16",263,11,"263_11",728,4,12,16,3130,0,1936,1963,35,32844,2760,0,14814,2500,12755,0,659,3.5999999999999997E-2,0,0]
["263_17",263,12,"263_12",728,4,12,17,3130,0,1936,1963,35,36373,2760,0,14814,2500,16416,0,659,3.5999999999999997E-2,0,0]
["263_18",263,13,"263_13",728,4,12,18,3130,0,1936,1963,35,40477,2760,0,14814,2500,21035,15,659,3.5999999999999997E-2,3.0000000000000001E-3,0]
["263_19",263,14,"263_14",728,4,12,19,3128,0,1936,1963,35,40533,2760,0,14816,2500,21070,36,657,3.5999999999999997E-2,7.0000000000000001E-3,0]
["263_20",263,15,"263_15",728,4,12,20,3255.8,0,1936,1963,35,39129,2760,0,14689,2500,19662,40,785,4.2999999999999997E-2,8.0000000000000002E-3,0]
["263_21",263,16,"263_16",728,4,12,21,3414.8,0,1936,1963,35,36845,2760,0,14530,2500,16859,29,944,5.0999999999999997E-2,6.0000000000000001E-3,0]
["263_22",263,17,"263_17",728,4,12,22,3414.8,0,1936,1963,35,32887,2760,0,14530,2500,12715,8,944,5.0999999999999997E-2,2E-3,0]
["263_23",263,18,"263_18",728,4,12,23,2544.9,0,1936,1963,35,28076,2760,0,14530,3400,7500,0,944,5.0999999999999997E-2,0,0]
["264_19",264,1,"264_1",730,3,17,19,77,0,1938,1965,37,45130,2891,0,15273,2500,26404,1774,178,0.01,0.36199999999999999,0]
["264_20",264,2,"264_2",730,3,17,20,1117.9000000000001,0,1938,1965,37,43161,2891,0,15273,2500,23558,1609,178,0.01,0.32900000000000001,0]
["264_21",264,3,"264_3",730,3,17,21,1117.9000000000001,0,1938,1965,37,40814,2891,0,15273,2500,20761,1397,178,0.01,0.28499999999999998,0]
["264_22",264,4,"264_4",730,3,17,22,1117.9000000000001,0,1938,1965,37,36746,2891,0,15273,2500,16632,1309,178,0.01,0.26700000000000002,0]
["264_23",264,5,"264_5",730,3,17,23,250.1,0,1938,1965,37,31478,2891,0,15273,3400,10993,1296,178,0.01,0.26500000000000001,0]
["265_18",265,1,"265_1",730,3,18,18,350.9,0,1938,1965,37,41961,2891,0,14993,2500,25015,0,458,2.5000000000000001E-2,0,0]
["265_19",265,2,"265_2",730,3,18,19,441.5,0,1938,1965,37,40966,2891,0,14993,2500,23922,8,458,2.5000000000000001E-2,2E-3,0]
["265_20",265,3,"265_3",730,3,18,20,441.1,0,1938,1965,37,39242,2891,0,14993,2500,22205,0,458,2.5000000000000001E-2,0,0]
["265_21",265,4,"265_4",730,3,18,21,486.9,0,1938,1965,37,37123,2891,0,14947,2500,19416,8,504,2.7E-2,2E-3,0]
["265_22",265,5,"265_5",730,3,18,22,479.7,0,1938,1965,37,33398,2891,0,14954,2500,15550,0,496,2.7E-2,0,0]
["266_7",266,1,"266_1",732,13,2,7,975.3,0,1940,1967,39,18305,3369,0,12246,0,6002,50,1127,6.9000000000000006E-2,0.01,0]
["266_8",266,2,"266_2",732,13,2,8,1019.6,0,1940,1967,39,21304,1324,0,12202,0,9399,48,1171,7.1999999999999995E-2,0.01,0]
["266_9",266,3,"266_3",732,13,2,9,762.2,0,1940,1967,39,23585,1458,0,12460,0,11714,15,913,5.6000000000000001E-2,3.0000000000000001E-3,0]
["266_10",266,4,"266_4",732,13,2,10,762.2,0,1940,1967,39,25324,1546,0,12460,0,13468,0,913,5.6000000000000001E-2,0,0]
["266_11",266,5,"266_5",732,13,2,11,766.1,0,1940,1967,39,26503,1578,0,12456,0,14117,0,917,5.6000000000000001E-2,0,0]
["266_12",266,6,"266_6",732,13,2,12,769,0,1940,1967,39,27061,1605,0,12453,0,14675,0,920,5.6000000000000001E-2,0,0]
["266_13",266,7,"266_7",732,13,2,13,769,0,1940,1967,39,27476,1620,0,12453,0,14958,0,920,5.6000000000000001E-2,0,0]
["266_14",266,8,"266_8",732,13,2,14,764.5,0,1940,1967,39,27819,1637,0,12457,0,15296,5,916,5.6000000000000001E-2,1E-3,0]
["266_15",266,9,"266_9",732,13,2,15,762.2,0,1940,1967,39,28003,1645,0,12460,0,15456,29,913,5.6000000000000001E-2,6.0000000000000001E-3,0]
["266_16",266,10,"266_10",732,13,2,16,762.2,0,1940,1967,39,28157,1650,0,12460,0,15559,80,913,5.6000000000000001E-2,1.6E-2,0]
["266_17",266,11,"266_11",732,13,2,17,762.2,0,1940,1967,39,28460,1658,0,12460,0,15727,348,913,5.6000000000000001E-2,7.0999999999999994E-2,0]
["266_18",266,12,"266_12",732,13,2,18,627,0,1940,1967,39,28501,1665,0,12595,0,15663,982,778,4.8000000000000001E-2,0.20100000000000001,0]
["266_19",266,13,"266_13",732,13,2,19,224.8,0,1940,1967,39,27564,1629,0,12997,0,14392,1316,376,2.3E-2,0.26900000000000002,0]
["266_20",266,14,"266_14",732,13,2,20,221.2,0,1940,1967,39,26712,1587,0,13001,0,13537,1318,372,2.3E-2,0.26900000000000002,0]
["266_21",266,15,"266_15",732,13,2,21,221.2,0,1940,1967,39,27215,1580,0,13001,0,13397,1300,372,2.3E-2,0.26600000000000001,0]
["266_22",266,16,"266_16",732,13,2,22,221.2,0,1940,1967,39,25616,1481,0,13001,0,11419,1448,372,2.3E-2,0.29599999999999999,0]
["267_13",267,1,"267_1",732,13,3,13,1014,0,1940,1967,39,26733,1571,0,12514,0,13909,0,859,5.1999999999999998E-2,0,0]
["267_14",267,2,"267_2",732,13,3,14,1285,0,1940,1967,39,27051,1574,0,12514,0,13952,4,859,5.1999999999999998E-2,1E-3,0]
["267_15",267,3,"267_3",732,13,3,15,1285,0,1940,1967,39,27217,1581,0,12514,0,14105,17,859,5.1999999999999998E-2,4.0000000000000001E-3,0]
["267_16",267,4,"267_4",732,13,3,16,1285,0,1940,1967,39,27355,1587,0,12514,0,14230,30,859,5.1999999999999998E-2,6.0000000000000001E-3,0]
["267_17",267,5,"267_5",732,13,3,17,1285,0,1940,1967,39,27636,1608,0,12514,0,14634,40,859,5.1999999999999998E-2,8.0000000000000002E-3,0]
["267_18",267,6,"267_6",732,13,3,18,1186.4000000000001,0,1940,1967,39,27662,1641,0,12612,0,15162,67,761,4.5999999999999999E-2,1.4E-2,0]
["267_19",267,7,"267_7",732,13,3,19,1048.5,0,1940,1967,39,26762,1593,0,12750,0,14008,321,623,3.7999999999999999E-2,6.6000000000000003E-2,0]
["267_20",267,8,"267_8",732,13,3,20,1048.5,0,1940,1967,39,25983,1545,0,12750,0,13059,492,623,3.7999999999999999E-2,0.1,0]
["267_21",267,9,"267_9",732,13,3,21,1048.5,0,1940,1967,39,26501,1530,0,12750,0,12746,660,623,3.7999999999999999E-2,0.13500000000000001,0]
["267_22",267,10,"267_10",732,13,3,22,1048.5,0,1940,1967,39,24918,1428,0,12750,0,10710,882,623,3.7999999999999999E-2,0.18,0]
["268_7",268,1,"268_1",732,13,4,7,460,0,1940,1967,39,17937,2568,0,11573,0,6461,411,1800,0.11,8.4000000000000005E-2,0]
["268_8",268,2,"268_2",732,13,4,8,2074.9,0,1940,1967,39,20890,1220,0,11573,0,8194,414,1800,0.11,8.5000000000000006E-2,0]
["268_9",268,3,"268_3",732,13,4,9,2219.1,0,1940,1967,39,23234,1319,0,11429,0,10371,581,1944,0.11899999999999999,0.11899999999999999,0]
["268_10",268,4,"268_4",732,13,4,10,2078.6,0,1940,1967,39,25003,1428,0,11569,0,12357,364,1804,0.11,7.3999999999999996E-2,0]
["268_11",268,5,"268_5",732,13,4,11,2074.9,0,1940,1967,39,26152,1448,0,11573,0,12768,572,1800,0.11,0.11700000000000001,0]
["268_12",268,6,"268_6",732,13,4,12,2074.9,0,1940,1967,39,26665,1476,0,11573,0,13316,538,1800,0.11,0.11,0]
["268_13",268,7,"268_7",732,13,4,13,2074.9,0,1940,1967,39,27026,1507,0,11573,0,13947,135,1800,0.11,2.8000000000000001E-2,0]
["268_14",268,8,"268_8",732,13,4,14,2074.9,0,1940,1967,39,27325,1529,0,11573,0,14380,1,1800,0.11,0,0]
["268_15",268,9,"268_9",732,13,4,15,2074.9,0,1940,1967,39,27474,1537,0,11573,0,14530,0,1800,0.11,0,0]
["268_16",268,10,"268_10",732,13,4,16,2074.9,0,1940,1967,39,27600,1542,0,11573,0,14645,11,1800,0.11,2E-3,0]
["268_17",268,11,"268_11",732,13,4,17,2082.5,0,1940,1967,39,27864,1561,0,11565,0,15035,17,1808,0.11,4.0000000000000001E-3,0]
["268_18",268,12,"268_12",732,13,4,18,2228.9,0,1940,1967,39,27879,1578,0,11419,0,15580,17,1954,0.11899999999999999,4.0000000000000001E-3,0]
["268_19",268,13,"268_13",732,13,4,19,2087.4,0,1940,1967,39,26980,1527,0,11560,0,14365,333,1813,0.111,6.8000000000000005E-2,0]
["268_20",268,14,"268_14",732,13,4,20,2074.9,0,1940,1967,39,26241,1474,0,11573,0,13280,679,1800,0.11,0.13900000000000001,0]
["268_21",268,15,"268_15",732,13,4,21,2074.9,0,1940,1967,39,26784,1457,0,11573,0,12929,911,1800,0.11,0.186,0]
["268_22",268,16,"268_16",732,13,4,22,2248.1999999999998,0,1940,1967,39,25152,1333,0,11400,0,10700,1277,1973,0.121,0.26100000000000001,0]
["269_22",269,1,"269_1",732,13,5,22,5.8,0,1940,1967,39,24597,1410,0,13004,0,9991,2069,369,2.3E-2,0.42299999999999999,0]
[{"$f":"CONCATENATE(B3031,\"_\",H3031)","v":"270_14"},{"$f":"IF(E3031=E3030,    (IF(F3031=F3030,    (IF(G3031=G3030,   (IF(H3031=H3030+1,B3030,B3030+1)), (IF(AND(G3031=G3030+1,H3031=1,H3030=24),B3030,B3030+1)))), B3030+1)), B3030+1)","v":270},{"$f":"IF(B3031=B3030,C3030+1,1)","v":1},{"$f":"CONCATENATE(B3031,\"_\",C3031)","v":"270_1"},732,13,8,14,770.6,0,1940,1967,39,25387,1470,0,12008,0,12589,724,1365,8.3000000000000004E-2,0.14799999999999999,0]
["270_15",270,2,"270_2",732,13,8,15,890.4,0,1940,1967,39,25506,1466,0,12008,0,12517,794,1365,8.3000000000000004E-2,0.16200000000000001,0]
["270_16",270,3,"270_3",732,13,8,16,890.4,0,1940,1967,39,25599,1484,0,12008,0,12860,544,1365,8.3000000000000004E-2,0.111,0]
["270_17",270,4,"270_4",732,13,8,17,890.4,0,1940,1967,39,25808,1506,0,12008,0,13312,434,1365,8.3000000000000004E-2,8.8999999999999996E-2,0]
["270_18",270,5,"270_5",732,13,8,18,890.4,0,1940,1967,39,25848,1540,0,12008,0,13982,333,1365,8.3000000000000004E-2,6.8000000000000005E-2,0]
["270_19",270,6,"270_6",732,13,8,19,890.4,0,1940,1967,39,25134,1511,0,12008,0,13409,192,1365,8.3000000000000004E-2,3.9E-2,0]
["270_20",270,7,"270_7",732,13,8,20,890.4,0,1940,1967,39,24682,1495,0,12008,0,13082,67,1365,8.3000000000000004E-2,1.4E-2,0]
["270_21",270,8,"270_8",732,13,8,21,888.6,0,1940,1967,39,25208,1489,0,12010,0,12974,40,1363,8.3000000000000004E-2,8.0000000000000002E-3,0]
["270_22",270,9,"270_9",732,13,8,22,884.3,0,1940,1967,39,23410,1389,0,12014,0,10962,23,1359,8.3000000000000004E-2,5.0000000000000001E-3,0]
["271_8",271,1,"271_1",732,13,10,8,934.2,0,1940,1967,39,20148,1217,0,11585,0,8115,879,1788,0.109,0.18,0]
["271_9",271,2,"271_2",732,13,10,9,934.2,0,1940,1967,39,22119,1336,0,11585,0,10509,457,1788,0.109,9.2999999999999999E-2,0]
["271_10",271,3,"271_3",732,13,10,10,934.2,0,1940,1967,39,23571,1415,0,11585,0,12078,339,1788,0.109,6.9000000000000006E-2,0]
["271_11",271,4,"271_4",732,13,10,11,934.2,0,1940,1967,39,24509,1446,0,11585,0,12706,119,1788,0.109,2.4E-2,0]
["271_12",271,5,"271_5",732,13,10,12,934.2,0,1940,1967,39,24883,1467,0,11585,0,13130,70,1788,0.109,1.4E-2,0]
["271_13",271,6,"271_6",732,13,10,13,929.4,0,1940,1967,39,25157,1475,0,11590,0,13272,69,1783,0.109,1.4E-2,0]
["271_14",271,7,"271_7",732,13,10,14,818.6,0,1940,1967,39,25404,1496,0,11701,0,13542,47,1672,0.10199999999999999,0.01,0]
["271_15",271,8,"271_8",732,13,10,15,763.8,0,1940,1967,39,25497,1505,0,11755,0,13633,48,1618,9.9000000000000005E-2,0.01,0]
["271_16",271,9,"271_9",732,13,10,16,239.6,0,1940,1967,39,25564,1544,0,12280,0,13679,70,1093,6.7000000000000004E-2,1.4E-2,0]
["271_17",271,10,"271_10",732,13,10,17,26.8,0,1940,1967,39,25735,1574,0,12492,0,13994,58,881,5.3999999999999999E-2,1.2E-2,0]
["271_18",271,11,"271_11",732,13,10,18,26.7,0,1940,1967,39,25742,1599,0,12492,0,14486,102,881,5.3999999999999999E-2,2.1000000000000001E-2,0]
["271_19",271,12,"271_12",732,13,10,19,26.7,0,1940,1967,39,25071,1558,0,12492,0,13677,240,881,5.3999999999999999E-2,4.9000000000000002E-2,0]
["271_20",271,13,"271_13",732,13,10,20,26.7,0,1940,1967,39,24728,1531,0,12492,0,13140,434,881,5.3999999999999999E-2,8.8999999999999996E-2,0]
["271_21",271,14,"271_14",732,13,10,21,26.7,0,1940,1967,39,25262,1518,0,12492,0,12878,568,881,5.3999999999999999E-2,0.11600000000000001,0]
["271_22",271,15,"271_15",732,13,10,22,29.3,0,1940,1967,39,23396,1412,0,12490,0,10759,591,883,5.3999999999999999E-2,0.121,0]
["272_7",272,1,"272_1",732,13,11,7,723.4,0,1940,1967,39,17736,2861,0,12488,0,5493,0,885,5.3999999999999999E-2,0,0]
["272_8",272,2,"272_2",732,13,11,8,723.4,0,1940,1967,39,20590,1311,0,12488,0,8745,0,885,5.3999999999999999E-2,0,0]
["272_9",272,3,"272_3",732,13,11,9,723.4,0,1940,1967,39,22661,1415,0,12488,0,10816,0,885,5.3999999999999999E-2,0,0]
["272_10",272,4,"272_4",732,13,11,10,723.2,0,1940,1967,39,24174,1491,0,12488,0,12329,0,885,5.3999999999999999E-2,0,0]
["272_11",272,5,"272_5",732,13,11,11,718.1,0,1940,1967,39,25127,1512,0,12493,0,12749,2,880,5.3999999999999999E-2,1E-3,0]
["272_12",272,6,"272_6",732,13,11,12,718.1,0,1940,1967,39,25487,1530,0,12493,0,13107,5,880,5.3999999999999999E-2,1E-3,0]
["272_13",272,7,"272_7",732,13,11,13,718.1,0,1940,1967,39,25736,1535,0,12493,0,13200,28,880,5.3999999999999999E-2,6.0000000000000001E-3,0]
["272_14",272,8,"272_8",732,13,11,14,718.1,0,1940,1967,39,25963,1546,0,12493,0,13421,34,880,5.3999999999999999E-2,7.0000000000000001E-3,0]
["272_15",272,9,"272_9",732,13,11,15,718.1,0,1940,1967,39,26035,1549,0,12493,0,13498,29,880,5.3999999999999999E-2,6.0000000000000001E-3,0]
["272_16",272,10,"272_10",732,13,11,16,718.1,0,1940,1967,39,26086,1552,0,12493,0,13545,33,880,5.3999999999999999E-2,7.0000000000000001E-3,0]
["272_17",272,11,"272_11",732,13,11,17,718.1,0,1940,1967,39,26239,1565,0,12493,0,13818,46,880,5.3999999999999999E-2,8.9999999999999993E-3,0]
["272_18",272,12,"272_12",732,13,11,18,531.4,0,1940,1967,39,26235,1604,0,12680,0,14337,52,693,4.2000000000000003E-2,1.0999999999999999E-2,0]
["272_19",272,13,"272_13",732,13,11,19,559.6,0,1940,1967,39,25576,1570,0,12652,0,13679,51,721,4.3999999999999997E-2,1.0999999999999999E-2,0]
["272_20",272,14,"272_14",732,13,11,20,1031.0999999999999,0,1940,1967,39,25287,1523,0,12180,0,13402,39,1193,7.2999999999999995E-2,8.0000000000000002E-3,0]
["272_21",272,15,"272_15",732,13,11,21,1031.0999999999999,0,1940,1967,39,25835,1518,0,12180,0,13298,29,1193,7.2999999999999995E-2,6.0000000000000001E-3,0]
["272_22",272,16,"272_16",732,13,11,22,1031.0999999999999,0,1940,1967,39,23893,1409,0,12180,0,11132,23,1193,7.2999999999999995E-2,5.0000000000000001E-3,0]
["273_7",273,1,"273_1",732,13,12,7,105.3,0,1940,1967,39,17683,2528,0,12775,0,5514,257,598,3.6999999999999998E-2,5.2999999999999999E-2,0]
["273_8",273,2,"273_2",732,13,12,8,105.3,0,1940,1967,39,20549,1336,0,12775,0,8843,192,598,3.6999999999999998E-2,3.9E-2,0]
["273_9",273,3,"273_3",732,13,12,9,105.3,0,1940,1967,39,22699,1444,0,12775,0,10998,187,598,3.6999999999999998E-2,3.7999999999999999E-2,0]
["273_10",273,4,"273_4",732,13,12,10,105.3,0,1940,1967,39,24259,1520,0,12775,0,12523,222,598,3.6999999999999998E-2,4.4999999999999998E-2,0]
["273_11",273,5,"273_5",732,13,12,11,105.3,0,1940,1967,39,25210,1538,0,12775,0,12877,289,598,3.6999999999999998E-2,5.8999999999999997E-2,0]
["273_12",273,6,"273_6",732,13,12,12,67.400000000000006,0,1940,1967,39,25550,1554,0,12813,0,13136,370,560,3.4000000000000002E-2,7.5999999999999998E-2,0]
["273_13",273,7,"273_7",732,13,12,13,52.7,0,1940,1967,39,25767,1551,0,12827,0,13067,524,546,3.3000000000000002E-2,0.107,0]
["273_14",273,8,"273_8",732,13,12,14,52.7,0,1940,1967,39,25963,1547,0,12827,0,12983,804,546,3.3000000000000002E-2,0.16400000000000001,0]
["273_15",273,9,"273_9",732,13,12,15,52.7,0,1940,1967,39,26013,1543,0,12827,0,12902,934,546,3.3000000000000002E-2,0.191,0]
["273_16",273,10,"273_10",732,13,12,16,52.7,0,1940,1967,39,26051,1543,0,12827,0,12906,969,546,3.3000000000000002E-2,0.19800000000000001,0]
["273_17",273,11,"273_11",732,13,12,17,52.7,0,1940,1967,39,26191,1553,0,12827,0,13104,1043,546,3.3000000000000002E-2,0.21299999999999999,0]
["273_18",273,12,"273_12",732,13,12,18,52.7,0,1940,1967,39,26187,1578,0,12827,0,13612,1061,546,3.3000000000000002E-2,0.217,0]
["273_19",273,13,"273_13",732,13,12,19,52.7,0,1940,1967,39,25564,1560,0,12827,0,13235,815,546,3.3000000000000002E-2,0.16700000000000001,0]
["273_20",273,14,"273_14",732,13,12,20,52.7,0,1940,1967,39,25343,1562,0,12827,0,13277,552,546,3.3000000000000002E-2,0.113,0]
["273_21",273,15,"273_15",732,13,12,21,55.3,0,1940,1967,39,25889,1562,0,12825,0,13283,429,548,3.3000000000000002E-2,8.7999999999999995E-2,0]
["273_22",273,16,"273_16",732,13,12,22,55.7,0,1940,1967,39,23898,1457,0,12824,0,11182,308,549,3.4000000000000002E-2,6.3E-2,0]
["274_11",274,1,"274_1",732,13,16,11,355.6,0,1940,1967,39,25269,1524,0,12173,0,13438,139,1200,7.2999999999999995E-2,2.8000000000000001E-2,0]
["274_12",274,2,"274_2",732,13,16,12,1095.3,0,1940,1967,39,25520,1505,0,12173,0,13051,37,1200,7.2999999999999995E-2,8.0000000000000002E-3,0]
["274_13",274,3,"274_3",732,13,16,13,1030.7,0,1940,1967,39,25706,1513,0,12238,0,13123,18,1135,6.9000000000000006E-2,4.0000000000000001E-3,0]
["274_14",274,4,"274_4",732,13,16,14,765.3,0,1940,1967,39,25896,1539,0,12503,0,13276,55,870,5.2999999999999999E-2,1.0999999999999999E-2,0]
["274_15",274,5,"274_5",732,13,16,15,765.3,0,1940,1967,39,25916,1540,0,12503,0,13305,47,870,5.2999999999999999E-2,0.01,0]
["274_16",274,6,"274_6",732,13,16,16,765.3,0,1940,1967,39,25916,1541,0,12503,0,13316,35,870,5.2999999999999999E-2,7.0000000000000001E-3,0]
["274_17",274,7,"274_7",732,13,16,17,568.29999999999995,0,1940,1967,39,26003,1561,0,12700,0,13449,121,673,4.1000000000000002E-2,2.5000000000000001E-2,0]
["274_18",274,8,"274_8",732,13,16,18,529.29999999999995,0,1940,1967,39,26014,1585,0,12739,0,13863,248,634,3.9E-2,5.0999999999999997E-2,0]
[{"$f":"CONCATENATE(B3095,\"_\",H3095)","v":"274_19"},{"$f":"IF(E3095=E3094,    (IF(F3095=F3094,    (IF(G3095=G3094,   (IF(H3095=H3094+1,B3094,B3094+1)), (IF(AND(G3095=G3094+1,H3095=1,H3094=24),B3094,B3094+1)))), B3094+1)), B3094+1)","v":274},{"$f":"IF(B3095=B3094,C3094+1,1)","v":9},{"$f":"CONCATENATE(B3095,\"_\",C3095)","v":"274_9"},732,13,16,19,529.29999999999995,0,1940,1967,39,25581,1553,0,12739,0,13229,449,634,3.9E-2,9.1999999999999998E-2,0]
["274_20",274,10,"274_10",732,13,16,20,513.20000000000005,0,1940,1967,39,25642,1547,0,12755,0,13073,666,618,3.7999999999999999E-2,0.13600000000000001,0]
["274_21",274,11,"274_11",732,13,16,21,488.6,0,1940,1967,39,26112,1534,0,12780,0,12782,765,593,3.5999999999999997E-2,0.156,0]
["274_22",274,12,"274_12",732,13,16,22,494,0,1940,1967,39,23841,1411,0,12774,0,10327,718,599,3.6999999999999998E-2,0.14699999999999999,0]
["275_18",275,1,"275_1",734,3,30,18,0,47.1,1942,1969,41,44660,2891,0,13465,2500,29559,33,1980,0.107,7.0000000000000001E-3,0]
["276_21",276,1,"276_1",750,1,16,21,894,0,1958,1985,57,24836,1435,0,10175,0,14458,0,3189,0.19500000000000001,0,0]
["276_22",276,2,"276_2",750,1,16,22,1029.9000000000001,0,1958,1985,57,21748,1261,0,10237,0,10896,0,3127,0.191,0,0]
["277_15",277,1,"277_1",769,12,12,15,294.5,0,1977,2004,76,27803,1639,0,11498,0,16679,26,1875,0.115,5.0000000000000001E-3,0]
["277_16",277,2,"277_2",769,12,12,16,1477.7,0,1977,2004,76,27973,1589,0,11518,0,15653,19,1855,0.113,4.0000000000000001E-3,0]
["277_17",277,3,"277_3",769,12,12,17,1477.7,0,1977,2004,76,28311,1612,0,11518,0,16111,31,1855,0.113,6.0000000000000001E-3,0]
["277_18",277,4,"277_4",769,12,12,18,1477.7,0,1977,2004,76,28339,1639,0,11518,0,16662,38,1855,0.113,8.0000000000000002E-3,0]
["277_19",277,5,"277_5",769,12,12,19,1245.3,0,1977,2004,76,27351,1605,0,11750,0,15647,65,1623,9.9000000000000005E-2,1.2999999999999999E-2,0]
["277_20",277,6,"277_6",769,12,12,20,1037.7,0,1977,2004,76,26297,1558,0,11958,0,14417,241,1415,8.5999999999999993E-2,4.9000000000000002E-2,0]
["277_21",277,7,"277_7",769,12,12,21,1037.7,0,1977,2004,76,26688,1535,0,11958,0,13954,565,1415,8.5999999999999993E-2,0.115,0]
["277_22",277,8,"277_8",769,12,12,22,1037.7,0,1977,2004,76,25425,1426,0,11958,0,11776,1280,1415,8.5999999999999993E-2,0.26200000000000001,0]
["278_7",278,1,"278_1",769,12,13,7,353.3,0,1977,2004,76,17139,2976,0,11871,0,5321,553,1502,9.1999999999999998E-2,0.113,0]
["279_11",279,1,"279_1",769,12,13,11,96.4,0,1977,2004,76,25764,1573,0,12154,0,14436,37,1219,7.3999999999999996E-2,8.0000000000000002E-3,0]
["279_12",279,2,"279_2",769,12,13,12,188,0,1977,2004,76,26356,1590,0,12063,0,14912,21,1310,0.08,4.0000000000000001E-3,0]
["279_13",279,3,"279_3",769,12,13,13,188,0,1977,2004,76,26748,1603,0,12063,0,15167,25,1310,0.08,5.0000000000000001E-3,0]
["279_14",279,4,"279_4",769,12,13,14,188,0,1977,2004,76,27047,1618,0,12063,0,15471,20,1310,0.08,4.0000000000000001E-3,0]
["279_15",279,5,"279_5",769,12,13,15,188,0,1977,2004,76,27216,1626,0,12063,0,15641,19,1310,0.08,4.0000000000000001E-3,0]
["279_16",279,6,"279_6",769,12,13,16,188,0,1977,2004,76,27378,1635,0,12063,0,15816,6,1310,0.08,1E-3,0]
["279_17",279,7,"279_7",769,12,13,17,138.80000000000001,0,1977,2004,76,27704,1660,0,12112,0,16252,28,1261,7.6999999999999999E-2,6.0000000000000001E-3,0]
["279_18",279,8,"279_8",769,12,13,18,75.8,0,1977,2004,76,27733,1690,0,12175,0,16757,82,1198,7.2999999999999995E-2,1.7000000000000001E-2,0]
["280_7",280,1,"280_1",785,4,18,7,1588.8,0,1993,1943,15,34251,3502,0,14394,2500,16388,0,1080,5.8000000000000003E-2,0,0]
["280_8",280,2,"280_2",785,4,18,8,2982.2,0,1993,1943,15,39162,2760,0,14394,2500,20302,1,1080,5.8000000000000003E-2,0,0]
["280_9",280,3,"280_3",785,4,18,9,2982.2,0,1993,1943,15,39748,2760,0,14394,2500,20875,14,1080,5.8000000000000003E-2,3.0000000000000001E-3,0]
["280_10",280,4,"280_4",785,4,18,10,3200.7,0,1993,1943,15,38895,2760,0,14176,2500,20012,24,1298,7.0000000000000007E-2,5.0000000000000001E-3,0]
["280_11",280,5,"280_5",785,4,18,11,3384.2,0,1993,1943,15,37494,2760,0,13992,2500,18625,10,1482,0.08,2E-3,0]
["280_12",280,6,"280_6",785,4,18,12,3384.2,0,1993,1943,15,35548,2760,0,13992,2500,16282,10,1482,0.08,2E-3,0]
["280_13",280,7,"280_7",785,4,18,13,3384.2,0,1993,1943,15,33854,2760,0,13992,2500,14459,6,1482,0.08,1E-3,0]
["280_14",280,8,"280_8",785,4,18,14,3366.8,0,1993,1943,15,32511,2760,0,14009,2500,12990,0,1464,7.9000000000000001E-2,0,0]
["280_15",280,9,"280_9",785,4,18,15,3781.8,0,1993,1943,15,31621,2760,0,13594,2500,12099,0,1879,0.10199999999999999,0,0]
["280_16",280,10,"280_10",785,4,18,16,3835.1,0,1993,1943,15,32197,2760,0,13541,2500,12657,19,1933,0.105,4.0000000000000001E-3,0]
["280_17",280,11,"280_11",785,4,18,17,3628,0,1993,1943,15,35437,2760,0,13748,2500,15990,58,1726,9.2999999999999999E-2,1.2E-2,0]
["280_18",280,12,"280_12",785,4,18,18,3401.5,0,1993,1943,15,39768,2760,0,13975,2500,20806,103,1499,8.1000000000000003E-2,2.1000000000000001E-2,0]
["280_19",280,13,"280_13",785,4,18,19,3401.5,0,1993,1943,15,40346,2760,0,13975,2500,21355,132,1499,8.1000000000000003E-2,2.7E-2,0]
["280_20",280,14,"280_14",785,4,18,20,3401.5,0,1993,1943,15,38922,2760,0,13975,2500,19872,191,1499,8.1000000000000003E-2,3.9E-2,0]
["280_21",280,15,"280_15",785,4,18,21,3529.8,0,1993,1943,15,36589,2760,0,13846,2500,17052,148,1627,8.7999999999999995E-2,0.03,0]
["280_22",280,16,"280_16",785,4,18,22,3371.7,0,1993,1943,15,32627,2760,0,14005,2500,12976,54,1469,0.08,1.0999999999999999E-2,0]
["280_23",280,17,"280_17",785,4,18,23,2501.8000000000002,0,1993,1943,15,27794,2760,0,14005,3400,7782,5,1469,0.08,1E-3,0]
["281_7",281,1,"281_1",793,13,2,7,689.8,0,2001,1951,23,17195,3369,0,11671,0,5388,414,1702,0.104,8.5000000000000006E-2,0]
["281_8",281,2,"281_2",793,13,2,8,86.3,0,2001,1951,23,20008,1281,0,12274,0,8432,581,1098,6.7000000000000004E-2,0.11899999999999999,0]
["282_7",282,1,"282_1",793,13,4,7,191.7,0,2001,1951,23,17349,1135,0,12432,0,5288,406,941,5.7000000000000002E-2,8.3000000000000004E-2,0]
["282_8",282,2,"282_2",793,13,4,8,181.4,0,2001,1951,23,20203,1312,0,12534,0,8697,156,839,5.0999999999999997E-2,3.2000000000000001E-2,0]
["282_9",282,3,"282_3",793,13,4,9,181.4,0,2001,1951,23,22469,1432,0,12534,0,11097,23,839,5.0999999999999997E-2,5.0000000000000001E-3,0]
["282_10",282,4,"282_4",793,13,4,10,181.4,0,2001,1951,23,24179,1519,0,12534,0,12828,1,839,5.0999999999999997E-2,0,0]
["282_11",282,5,"282_5",793,13,4,11,181.4,0,2001,1951,23,25289,1548,0,12534,0,13409,0,839,5.0999999999999997E-2,0,0]
["282_12",282,6,"282_6",793,13,4,12,181.4,0,2001,1951,23,25785,1572,0,12534,0,13899,6,839,5.0999999999999997E-2,1E-3,0]
["282_13",282,7,"282_7",793,13,4,13,181.4,0,2001,1951,23,26134,1582,0,12534,0,14102,20,839,5.0999999999999997E-2,4.0000000000000001E-3,0]
["282_14",282,8,"282_8",793,13,4,14,181.4,0,2001,1951,23,26423,1595,0,12534,0,14352,59,839,5.0999999999999997E-2,1.2E-2,0]
["282_15",282,9,"282_9",793,13,4,15,181.4,0,2001,1951,23,26567,1602,0,12534,0,14492,63,839,5.0999999999999997E-2,1.2999999999999999E-2,0]
["282_16",282,10,"282_10",793,13,4,16,170,0,2001,1951,23,26689,1601,0,12546,0,14460,216,827,5.0999999999999997E-2,4.3999999999999997E-2,0]
["282_17",282,11,"282_11",793,13,4,17,181.9,0,2001,1951,23,26944,1608,0,12534,0,14617,447,839,5.0999999999999997E-2,9.0999999999999998E-2,0]
["282_18",282,12,"282_12",793,13,4,18,185.5,0,2001,1951,23,26959,1620,0,12530,0,14848,761,843,5.0999999999999997E-2,0.155,0]
["282_19",282,13,"282_13",793,13,4,19,185.5,0,2001,1951,23,26089,1556,0,12530,0,13583,1156,843,5.0999999999999997E-2,0.23599999999999999,0]
["282_20",282,14,"282_14",793,13,4,20,185.5,0,2001,1951,23,25376,1491,0,12530,0,12272,1754,843,5.0999999999999997E-2,0.35799999999999998,0]
["282_21",282,15,"282_15",793,13,4,21,185.5,0,2001,1951,23,25901,1453,0,12530,0,11519,2370,843,5.0999999999999997E-2,0.48399999999999999,0]
["282_22",282,16,"282_16",793,13,4,22,185.5,0,2001,1951,23,24323,1346,0,12530,0,9369,2711,843,5.0999999999999997E-2,0.55400000000000005,0]
["283_7",283,1,"283_1",793,13,5,7,415.2,0,2001,1951,23,17160,2898,0,12050,0,5560,104,1323,8.1000000000000003E-2,2.1000000000000001E-2,0]
["283_8",283,2,"283_2",793,13,5,8,472.1,0,2001,1951,23,20003,1284,0,12057,0,8791,48,1316,0.08,0.01,0]
["283_9",283,3,"283_3",793,13,5,9,463.4,0,2001,1951,23,22335,1403,0,12066,0,11161,10,1307,0.08,2E-3,0]
["283_10",283,4,"283_4",793,13,5,10,463.4,0,2001,1951,23,24085,1490,0,12066,0,12914,7,1307,0.08,2E-3,0]
["283_11",283,5,"283_5",793,13,5,11,466.8,0,2001,1951,23,25193,1519,0,12063,0,13484,15,1310,0.08,3.0000000000000001E-3,0]
[{"$f":"CONCATENATE(B3159,\"_\",H3159)","v":"283_12"},{"$f":"IF(E3159=E3158,    (IF(F3159=F3158,    (IF(G3159=G3158,   (IF(H3159=H3158+1,B3158,B3158+1)), (IF(AND(G3159=G3158+1,H3159=1,H3158=24),B3158,B3158+1)))), B3158+1)), B3158+1)","v":283},{"$f":"IF(B3159=B3158,C3158+1,1)","v":6},{"$f":"CONCATENATE(B3159,\"_\",C3159)","v":"283_6"},793,13,5,12,491.9,0,2001,1951,23,25672,1540,0,12038,0,13953,25,1335,8.2000000000000003E-2,5.0000000000000001E-3,0]
["283_13",283,7,"283_7",793,13,5,13,491.6,0,2001,1951,23,25992,1549,0,12038,0,14127,39,1335,8.2000000000000003E-2,8.0000000000000002E-3,0]
["283_14",283,8,"283_8",793,13,5,14,490.7,0,2001,1951,23,26254,1560,0,12039,0,14337,91,1334,8.1000000000000003E-2,1.9E-2,0]
["283_15",283,9,"283_9",793,13,5,15,491.2,0,2001,1951,23,26380,1562,0,12038,0,14396,158,1335,8.2000000000000003E-2,3.2000000000000001E-2,0]
["283_16",283,10,"283_10",793,13,5,16,493.4,0,2001,1951,23,26492,1564,0,12036,0,14420,246,1337,8.2000000000000003E-2,0.05,0]
["283_17",283,11,"283_11",793,13,5,17,492.6,0,2001,1951,23,26735,1580,0,12037,0,14749,292,1336,8.2000000000000003E-2,0.06,0]
["283_18",283,12,"283_12",793,13,5,18,492.6,0,2001,1951,23,26749,1611,0,12037,0,15361,224,1336,8.2000000000000003E-2,4.5999999999999999E-2,0]
["283_19",283,13,"283_13",793,13,5,19,501.6,0,2001,1951,23,25903,1572,0,12028,0,14595,144,1345,8.2000000000000003E-2,0.03,0]
["283_20",283,14,"283_14",793,13,5,20,505.8,0,2001,1951,23,25247,1543,0,12024,0,14034,49,1349,8.2000000000000003E-2,0.01,0]
["283_21",283,15,"283_15",793,13,5,21,327.10000000000002,0,2001,1951,23,25785,1550,0,12202,0,13923,36,1171,7.0999999999999994E-2,7.0000000000000001E-3,0]
["283_22",283,16,"283_16",793,13,5,22,268.8,0,2001,1951,23,24171,1462,0,12261,0,12070,44,1112,6.8000000000000005E-2,8.9999999999999993E-3,0]
["284_7",284,1,"284_1",794,1,28,7,1067.4000000000001,0,2002,1952,24,23858,3286,0,12771,0,10830,13,593,3.5999999999999997E-2,3.0000000000000001E-3,0]
["284_8",284,2,"284_2",794,1,28,8,1067.4000000000001,0,2002,1952,24,27253,1625,0,12771,0,14618,17,593,3.5999999999999997E-2,4.0000000000000001E-3,0]
["284_9",284,3,"284_3",794,1,28,9,1067.4000000000001,0,2002,1952,24,27169,1621,0,12771,0,14536,16,593,3.5999999999999997E-2,3.0000000000000001E-3,0]
["284_10",284,4,"284_4",794,1,28,10,1067.4000000000001,0,2002,1952,24,26215,1573,0,12771,0,13589,8,593,3.5999999999999997E-2,2E-3,0]
["284_11",284,5,"284_5",794,1,28,11,1067.4000000000001,0,2002,1952,24,25068,1496,0,12771,0,12048,5,593,3.5999999999999997E-2,1E-3,0]
["284_12",284,6,"284_6",794,1,28,12,1067.4000000000001,0,2002,1952,24,23727,1423,0,12771,0,10572,7,593,3.5999999999999997E-2,2E-3,0]
["284_13",284,7,"284_7",794,1,28,13,1067.4000000000001,0,2002,1952,24,22682,1364,0,12771,0,9398,4,593,3.5999999999999997E-2,1E-3,0]
["284_14",284,8,"284_8",794,1,28,14,1067.4000000000001,0,2002,1952,24,21898,1322,0,12771,0,8555,63,593,3.5999999999999997E-2,1.2999999999999999E-2,0]
["284_15",284,9,"284_9",794,1,28,15,1067.4000000000001,0,2002,1952,24,21335,1291,0,12771,0,7934,121,593,3.5999999999999997E-2,2.5000000000000001E-2,0]
["284_16",284,10,"284_10",794,1,28,16,1067.4000000000001,0,2002,1952,24,21538,1300,0,12771,0,8124,134,593,3.5999999999999997E-2,2.8000000000000001E-2,0]
["284_17",284,11,"284_11",794,1,28,17,1067.4000000000001,0,2002,1952,24,23205,1389,0,12771,0,9899,158,593,3.5999999999999997E-2,3.2000000000000001E-2,0]
["284_18",284,12,"284_12",794,1,28,18,1266.7,0,2002,1952,24,25585,1521,0,12572,0,12815,152,792,4.8000000000000001E-2,3.1E-2,0]
["284_19",284,13,"284_13",794,1,28,19,1301,0,2002,1952,24,26859,1588,0,12538,0,14198,43,827,5.0999999999999997E-2,8.9999999999999993E-3,0]
["284_20",284,14,"284_14",794,1,28,20,1335.8,0,2002,1952,24,26686,1578,0,12503,0,14052,17,861,5.2999999999999999E-2,4.0000000000000001E-3,0]
["284_21",284,15,"284_15",794,1,28,21,1128.2,0,2002,1952,24,24830,1473,0,12710,0,11674,8,654,0.04,2E-3,0]
["284_22",284,16,"284_16",794,1,28,22,1113.9000000000001,0,2002,1952,24,21990,1319,0,12725,0,8562,4,640,3.9E-2,1E-3,0]
["285_7",285,1,"285_1",794,1,29,7,1418.2,0,2002,1952,24,24172,3481,0,12307,0,11266,5,1058,6.5000000000000002E-2,1E-3,0]
["285_8",285,2,"285_2",794,1,29,8,986.6,0,2002,1952,24,27641,1648,0,12738,0,15131,6,626,3.7999999999999999E-2,1E-3,0]
["285_9",285,3,"285_3",794,1,29,9,986.6,0,2002,1952,24,27667,1650,0,12738,0,15158,5,626,3.7999999999999999E-2,1E-3,0]
["285_10",285,4,"285_4",794,1,29,10,986.6,0,2002,1952,24,26757,1604,0,12738,0,14251,2,626,3.7999999999999999E-2,0,0]
["285_11",285,5,"285_5",794,1,29,11,986.6,0,2002,1952,24,25590,1526,0,12738,0,12686,3,626,3.7999999999999999E-2,1E-3,0]
["285_12",285,6,"285_6",794,1,29,12,986.6,0,2002,1952,24,24209,1450,0,12738,0,11173,2,626,3.7999999999999999E-2,0,0]
["285_13",285,7,"285_7",794,1,29,13,986.6,0,2002,1952,24,23118,1389,0,12738,0,9950,1,626,3.7999999999999999E-2,0,0]
["285_14",285,8,"285_8",794,1,29,14,986.6,0,2002,1952,24,22293,1347,0,12738,0,9115,12,626,3.7999999999999999E-2,3.0000000000000001E-3,0]
["285_15",285,9,"285_9",794,1,29,15,986.6,0,2002,1952,24,21713,1318,0,12738,0,8530,17,626,3.7999999999999999E-2,4.0000000000000001E-3,0]
["285_16",285,10,"285_10",794,1,29,16,987.3,0,2002,1952,24,21942,1330,0,12737,0,8767,9,627,3.7999999999999999E-2,2E-3,0]
["285_17",285,11,"285_11",794,1,29,17,1207.9000000000001,0,2002,1952,24,23710,1407,0,12517,0,10625,51,847,5.1999999999999998E-2,0.01,0]
["285_18",285,12,"285_12",794,1,29,18,1242.8,0,2002,1952,24,26198,1553,0,12482,0,13587,107,882,5.3999999999999999E-2,2.1999999999999999E-2,0]
["285_19",285,13,"285_13",794,1,29,19,1314.3,0,2002,1952,24,27459,1606,0,12410,0,14751,204,954,5.8000000000000003E-2,4.2000000000000003E-2,0]
["285_20",285,14,"285_14",794,1,29,20,1370.4,0,2002,1952,24,27203,1586,0,12354,0,14433,266,1010,6.2E-2,5.3999999999999999E-2,0]
["285_21",285,15,"285_15",794,1,29,21,1380.3,0,2002,1952,24,25305,1464,0,12344,0,12006,265,1020,6.2E-2,5.3999999999999999E-2,0]
["285_22",285,16,"285_16",794,1,29,22,1405.1,0,2002,1952,24,22438,1312,0,12320,0,8986,142,1045,6.4000000000000001E-2,2.9000000000000001E-2,0]
["286_7",286,1,"286_1",794,1,30,7,992.5,0,2002,1952,24,24289,3481,0,12835,0,11186,99,529,3.2000000000000001E-2,0.02,0]
["286_8",286,2,"286_2",794,1,30,8,992.5,0,2002,1952,24,27783,1653,0,12835,0,15093,83,529,3.2000000000000001E-2,1.7000000000000001E-2,0]
["286_9",286,3,"286_3",794,1,30,9,992.5,0,2002,1952,24,27877,1656,0,12835,0,15160,110,529,3.2000000000000001E-2,2.3E-2,0]
["286_10",286,4,"286_4",794,1,30,10,992.5,0,2002,1952,24,26998,1615,0,12835,0,14325,66,529,3.2000000000000001E-2,1.4E-2,0]
["286_11",286,5,"286_5",794,1,30,11,971.1,0,2002,1952,24,25827,1540,0,12856,0,12806,18,508,3.1E-2,4.0000000000000001E-3,0]
["286_12",286,6,"286_6",794,1,30,12,967.5,0,2002,1952,24,24430,1464,0,12860,0,11285,9,504,3.1E-2,2E-3,0]
["286_13",286,7,"286_7",794,1,30,13,967.5,0,2002,1952,24,23324,1402,0,12860,0,10044,11,504,3.1E-2,2E-3,0]
["286_14",286,8,"286_8",794,1,30,14,855.5,0,2002,1952,24,22480,1367,0,12972,0,9179,33,392,2.4E-2,7.0000000000000001E-3,0]
["286_15",286,9,"286_9",794,1,30,15,820,0,2002,1952,24,21900,1342,0,13007,0,8624,7,357,2.1999999999999999E-2,1E-3,0]
["286_16",286,10,"286_10",794,1,30,16,820,0,2002,1952,24,22159,1355,0,13007,0,8890,0,357,2.1999999999999999E-2,0,0]
["286_17",286,11,"286_11",794,1,30,17,820,0,2002,1952,24,24026,1455,0,13007,0,10890,0,357,2.1999999999999999E-2,0,0]
["286_18",286,12,"286_12",794,1,30,18,819.4,0,2002,1952,24,26619,1610,0,13008,0,13997,15,356,2.1999999999999999E-2,3.0000000000000001E-3,0]
["286_19",286,13,"286_13",794,1,30,19,818.8,0,2002,1952,24,27873,1669,0,13009,0,15173,94,356,2.1999999999999999E-2,1.9E-2,0]
["286_20",286,14,"286_14",794,1,30,20,818.8,0,2002,1952,24,27556,1648,0,13009,0,14743,206,356,2.1999999999999999E-2,4.2000000000000003E-2,0]
["286_21",286,15,"286_15",794,1,30,21,818.8,0,2002,1952,24,25639,1514,0,13009,0,12067,436,356,2.1999999999999999E-2,8.8999999999999996E-2,0]
["286_22",286,16,"286_16",794,1,30,22,818.8,0,2002,1952,24,22743,1349,0,13009,0,8759,571,356,2.1999999999999999E-2,0.11700000000000001,0]
["287_7",287,1,"287_1",794,4,1,7,38.299999999999997,0,2002,1952,24,29675,3502,0,13207,2500,14451,98,2267,0.123,0.02,0]
["287_8",287,2,"287_2",794,4,1,8,330.8,0,2002,1952,24,34081,2760,0,13221,2500,19024,23,2253,0.122,5.0000000000000001E-3,0]
["287_9",287,3,"287_3",794,4,1,9,328,0,2002,1952,24,35490,2760,0,13223,2500,20413,43,2250,0.122,8.9999999999999993E-3,0]
["287_10",287,4,"287_4",794,4,1,10,328,0,2002,1952,24,35397,2760,0,13223,2500,20312,50,2250,0.122,0.01,0]
["287_11",287,5,"287_5",794,4,1,11,328,0,2002,1952,24,34418,2760,0,13223,2500,19315,69,2250,0.122,1.4E-2,0]
[{"$f":"CONCATENATE(B3223,\"_\",H3223)","v":"287_12"},{"$f":"IF(E3223=E3222,    (IF(F3223=F3222,    (IF(G3223=G3222,   (IF(H3223=H3222+1,B3222,B3222+1)), (IF(AND(G3223=G3222+1,H3223=1,H3222=24),B3222,B3222+1)))), B3222+1)), B3222+1)","v":287},{"$f":"IF(B3223=B3222,C3222+1,1)","v":6},{"$f":"CONCATENATE(B3223,\"_\",C3223)","v":"287_6"},794,4,1,12,328,0,2002,1952,24,32768,2760,0,13223,2500,17284,52,2250,0.122,1.0999999999999999E-2,0]
["287_13",287,7,"287_7",794,4,1,13,328,0,2002,1952,24,31231,2760,0,13223,2500,15633,34,2250,0.122,7.0000000000000001E-3,0]
["287_14",287,8,"287_8",794,4,1,14,396.5,0,2002,1952,24,29975,2760,0,13155,2500,14193,86,2319,0.126,1.7999999999999999E-2,0]
["287_15",287,9,"287_9",794,4,1,15,411,0,2002,1952,24,29259,2760,0,13140,2500,13362,201,2333,0.126,4.1000000000000002E-2,0]
["287_16",287,10,"287_10",794,4,1,16,411.1,0,2002,1952,24,30041,2760,0,13140,2500,14189,155,2333,0.126,3.2000000000000001E-2,0]
["287_17",287,11,"287_11",794,4,1,17,411.8,0,2002,1952,24,33705,2760,0,13140,2500,17983,158,2334,0.126,3.2000000000000001E-2,0]
["287_18",287,12,"287_12",794,4,1,18,411.8,0,2002,1952,24,37187,2760,0,13140,2500,22076,76,2334,0.126,1.6E-2,0]
["287_19",287,13,"287_13",794,4,1,19,411.8,0,2002,1952,24,36597,2760,0,13140,2500,21538,24,2334,0.126,5.0000000000000001E-3,0]
["287_20",287,14,"287_14",794,4,1,20,404.2,0,2002,1952,24,35324,2760,0,13147,2500,20258,31,2327,0.126,6.0000000000000001E-3,0]
["287_21",287,15,"287_15",794,4,1,21,337.6,0,2002,1952,24,33377,2760,0,13214,2500,17773,40,2260,0.122,8.0000000000000002E-3,0]
["287_22",287,16,"287_16",794,4,1,22,339.8,0,2002,1952,24,29929,2760,0,13212,2500,14131,26,2262,0.122,5.0000000000000001E-3,0]
["288_13",288,1,"288_1",801,4,4,13,194.8,0,1929,1959,31,34207,2760,0,14723,2500,17171,106,751,4.1000000000000002E-2,2.1999999999999999E-2,0]
["288_14",288,2,"288_2",801,4,4,14,1403.9,0,1929,1959,31,32911,2760,0,14709,2500,14596,57,765,4.1000000000000002E-2,1.2E-2,0]
["288_15",288,3,"288_3",801,4,4,15,1355.9,0,1929,1959,31,32149,2760,0,14709,2500,13912,27,765,4.1000000000000002E-2,6.0000000000000001E-3,0]
["288_16",288,4,"288_4",801,4,4,16,1410.6,0,1929,1959,31,32978,2760,0,14709,2500,14692,21,765,4.1000000000000002E-2,4.0000000000000001E-3,0]
["288_17",288,5,"288_5",801,4,4,17,1504.5,0,1929,1959,31,36876,2760,0,14709,2500,18629,21,765,4.1000000000000002E-2,4.0000000000000001E-3,0]
["288_18",288,6,"288_6",801,4,4,18,1401.5,0,1929,1959,31,40783,2760,0,14812,2500,23078,8,662,3.5999999999999997E-2,2E-3,0]
["288_19",288,7,"288_7",801,4,4,19,1350.5,0,1929,1959,31,40337,2760,0,14863,2500,22621,20,611,3.3000000000000002E-2,4.0000000000000001E-3,0]
["288_20",288,8,"288_8",801,4,4,20,1352.2,0,1929,1959,31,38987,2760,0,14861,2500,21272,18,612,3.3000000000000002E-2,4.0000000000000001E-3,0]
["288_21",288,9,"288_9",801,4,4,21,1418.4,0,1929,1959,31,36803,2760,0,14795,2500,18564,13,679,3.6999999999999998E-2,3.0000000000000001E-3,0]
["288_22",288,10,"288_10",801,4,4,22,1794.8,0,1929,1959,31,32866,2760,0,14314,2500,14529,9,1160,6.3E-2,2E-3,0]
["288_23",288,11,"288_11",801,4,4,23,1030.2,0,1929,1959,31,28039,2760,0,14314,3400,9187,7,1160,6.3E-2,1E-3,0]
["289_10",289,1,"289_1",803,12,4,10,669.9,0,1931,1961,33,25265,1530,0,11705,0,14208,39,1668,0.10199999999999999,8.0000000000000002E-3,0]
["289_11",289,2,"289_2",803,12,4,11,1110.5999999999999,0,1931,1961,33,26615,1556,0,11705,0,14729,30,1668,0.10199999999999999,6.0000000000000001E-3,0]
["289_12",289,3,"289_3",803,12,4,12,1110.5999999999999,0,1931,1961,33,27302,1582,0,11705,0,15260,53,1668,0.10199999999999999,1.0999999999999999E-2,0]
["289_13",289,4,"289_4",803,12,4,13,1117.3,0,1931,1961,33,27764,1591,0,11698,0,15449,194,1675,0.10199999999999999,0.04,0]
["289_14",289,5,"289_5",803,12,4,14,1118.8,0,1931,1961,33,28094,1604,0,11697,0,15708,264,1676,0.10199999999999999,5.3999999999999999E-2,0]
["289_15",289,6,"289_6",803,12,4,15,1118.8,0,1931,1961,33,28283,1617,0,11697,0,15974,188,1676,0.10199999999999999,3.7999999999999999E-2,0]
["289_16",289,7,"289_7",803,12,4,16,1118.8,0,1931,1961,33,28469,1629,0,11697,0,16205,143,1676,0.10199999999999999,2.9000000000000001E-2,0]
["289_17",289,8,"289_8",803,12,4,17,1118.8,0,1931,1961,33,28844,1639,0,11697,0,16411,445,1676,0.10199999999999999,9.0999999999999998E-2,0]
["289_18",289,9,"289_9",803,12,4,18,1052.7,0,1931,1961,33,28873,1666,0,11763,0,16858,556,1610,9.8000000000000004E-2,0.114,0]
["289_19",289,10,"289_10",803,12,4,19,1001.3,0,1931,1961,33,27926,1626,0,11814,0,15975,492,1559,9.5000000000000001E-2,0.1,0]
["289_20",289,11,"289_11",803,12,4,20,1002.1,0,1931,1961,33,26679,1583,0,11813,0,15127,93,1560,9.5000000000000001E-2,1.9E-2,0]
["289_21",289,12,"289_12",803,12,4,21,922.8,0,1931,1961,33,26778,1571,0,11893,0,14760,29,1480,0.09,6.0000000000000001E-3,0]
["289_22",289,13,"289_13",803,12,4,22,818.9,0,1931,1961,33,25868,1516,0,11997,0,13525,155,1376,8.4000000000000005E-2,3.2000000000000001E-2,0]
["290_17",290,1,"290_1",803,12,5,17,74.599999999999994,0,1931,1961,33,28180,1659,0,11394,0,17236,302,1979,0.121,6.2E-2,0]
["290_18",290,2,"290_2",803,12,5,18,102,0,1931,1961,33,28202,1657,0,11394,0,17187,875,1979,0.121,0.17899999999999999,0]
["290_19",290,3,"290_3",803,12,5,19,1,0,1931,1961,33,27255,1562,0,11495,0,15142,1974,1878,0.115,0.40300000000000002,0]
["291_17",291,1,"291_1",803,13,5,17,205.6,0,1931,1961,33,26746,1611,0,12725,0,14414,237,648,0.04,4.9000000000000002E-2,0]
["291_18",291,2,"291_2",803,13,5,18,298.7,0,1931,1961,33,26760,1635,0,12729,0,14874,225,644,3.9E-2,4.5999999999999999E-2,0]
["291_19",291,3,"291_3",803,13,5,19,297.7,0,1931,1961,33,25913,1596,0,12730,0,14094,158,643,3.9E-2,3.2000000000000001E-2,0]
["291_20",291,4,"291_4",803,13,5,20,297.7,0,1931,1961,33,25257,1567,0,12730,0,13526,70,643,3.9E-2,1.4E-2,0]
["291_21",291,5,"291_5",803,13,5,21,297.7,0,1931,1961,33,25795,1564,0,12730,0,13453,18,643,3.9E-2,4.0000000000000001E-3,0]
["291_22",291,6,"291_6",803,13,5,22,156.69999999999999,0,1931,1961,33,24181,1482,0,12871,0,11620,7,502,3.1E-2,1E-3,0]
["292_7",292,1,"292_1",803,13,8,7,545.4,0,1931,1961,33,17254,2056,0,11936,0,5697,44,1437,8.7999999999999995E-2,8.9999999999999993E-3,0]
["292_8",292,2,"292_2",803,13,8,8,545.4,0,1931,1961,33,20037,1281,0,11936,0,8903,18,1437,8.7999999999999995E-2,4.0000000000000001E-3,0]
["292_9",292,3,"292_3",803,13,8,9,544.70000000000005,0,1931,1961,33,22050,1382,0,11937,0,10924,10,1436,8.7999999999999995E-2,2E-3,0]
["292_10",292,4,"292_4",803,13,8,10,543.4,0,1931,1961,33,23551,1457,0,11938,0,12429,6,1435,8.7999999999999995E-2,1E-3,0]
["292_11",292,5,"292_5",803,13,8,11,543.4,0,1931,1961,33,24546,1481,0,11938,0,12900,0,1435,8.7999999999999995E-2,0,0]
["292_12",292,6,"292_6",803,13,8,12,543.4,0,1931,1961,33,24972,1502,0,11938,0,13326,0,1435,8.7999999999999995E-2,0,0]
["292_13",292,7,"292_7",803,13,8,13,543.4,0,1931,1961,33,25291,1511,0,11938,0,13509,4,1435,8.7999999999999995E-2,1E-3,0]
["292_14",292,8,"292_8",803,13,8,14,543.4,0,1931,1961,33,25567,1525,0,11938,0,13784,5,1435,8.7999999999999995E-2,1E-3,0]
["292_15",292,9,"292_9",803,13,8,15,710.9,0,1931,1961,33,25686,1519,0,11771,0,13908,0,1602,9.8000000000000004E-2,0,0]
["292_16",292,10,"292_10",803,13,8,16,754.3,0,1931,1961,33,25780,1521,0,11727,0,14002,0,1646,0.10100000000000001,0,0]
["292_17",292,11,"292_11",803,13,8,17,631.5,0,1931,1961,33,25991,1547,0,11850,0,14345,0,1523,9.2999999999999999E-2,0,0]
["292_18",292,12,"292_12",803,13,8,18,631.5,0,1931,1961,33,26031,1575,0,11850,0,14911,4,1523,9.2999999999999999E-2,1E-3,0]
["292_19",292,13,"292_13",803,13,8,19,631.5,0,1931,1961,33,25312,1539,0,11850,0,14196,0,1523,9.2999999999999999E-2,0,0]
["292_20",292,14,"292_14",803,13,8,20,631.5,0,1931,1961,33,24857,1517,0,11850,0,13741,0,1523,9.2999999999999999E-2,0,0]
["292_21",292,15,"292_15",803,13,8,21,654.1,0,1931,1961,33,25386,1508,0,11828,0,13608,0,1545,9.4E-2,0,0]
["292_22",292,16,"292_16",803,13,8,22,844.1,0,1931,1961,33,23576,1389,0,11638,0,11493,74,1735,0.106,1.4999999999999999E-2,0]
["293_18",293,1,"293_1",807,3,17,18,0,483.9,1935,1965,37,46257,2891,0,14565,2500,29996,94,880,4.8000000000000001E-2,1.9E-2,0]
["294_18",294,1,"294_1",811,3,30,18,1458.2,0,1939,1969,41,44660,2891,0,15018,2500,26541,40,433,2.3E-2,8.0000000000000002E-3,0]
["294_19",294,2,"294_2",811,3,30,19,1522.6,0,1939,1969,41,43857,2891,0,15019,2500,25550,163,432,2.3E-2,3.3000000000000002E-2,0]
["294_20",294,3,"294_3",811,3,30,20,1511,0,1939,1969,41,42295,2891,0,15031,2500,23769,382,420,2.3E-2,7.8E-2,0]
[{"$f":"CONCATENATE(B3287,\"_\",H3287)","v":"294_21"},{"$f":"IF(E3287=E3286,    (IF(F3287=F3286,    (IF(G3287=G3286,   (IF(H3287=H3286+1,B3286,B3286+1)), (IF(AND(G3287=G3286+1,H3287=1,H3286=24),B3286,B3286+1)))), B3286+1)), B3286+1)","v":294},{"$f":"IF(B3287=B3286,C3286+1,1)","v":4},{"$f":"CONCATENATE(B3287,\"_\",C3287)","v":"294_4"},811,3,30,21,1511,0,1939,1969,41,39973,2891,0,15031,2500,20552,615,420,2.3E-2,0.126,0]
["294_22",294,5,"294_5",811,3,30,22,1511,0,1939,1969,41,35843,2891,0,15031,2500,15940,947,420,2.3E-2,0.19400000000000001,0]
["294_23",294,6,"294_6",811,3,30,23,643.20000000000005,0,1939,1969,41,30743,2891,0,15031,3400,10048,1355,420,2.3E-2,0.27700000000000002,0]
["295_7",295,1,"295_1",813,12,11,7,947.9,0,1941,1971,43,17944,3376,0,11958,0,5956,41,1415,8.5999999999999993E-2,8.0000000000000002E-3,0]
["295_8",295,2,"295_2",813,12,11,8,937.4,0,1941,1971,43,20952,1306,0,11969,0,9372,30,1404,8.5999999999999993E-2,6.0000000000000001E-3,0]
["295_9",295,3,"295_3",813,12,11,9,784.6,0,1941,1971,43,23424,1441,0,12122,0,11851,24,1251,7.5999999999999998E-2,5.0000000000000001E-3,0]
["295_10",295,4,"295_4",813,12,11,10,670.8,0,1941,1971,43,25328,1544,0,12236,0,13751,27,1137,6.9000000000000006E-2,6.0000000000000001E-3,0]
["295_11",295,5,"295_5",813,12,11,11,670.8,0,1941,1971,43,26612,1588,0,12236,0,14634,30,1137,6.9000000000000006E-2,6.0000000000000001E-3,0]
["295_12",295,6,"295_6",813,12,11,12,682.2,0,1941,1971,43,27246,1610,0,12224,0,15091,75,1149,7.0000000000000007E-2,1.4999999999999999E-2,0]
["295_13",295,7,"295_7",813,12,11,13,947.2,0,1941,1971,43,27695,1603,0,11959,0,15312,171,1414,8.5999999999999993E-2,3.5000000000000003E-2,0]
["295_14",295,8,"295_8",813,12,11,14,1082.4000000000001,0,1941,1971,43,28042,1604,0,11824,0,15535,295,1549,9.5000000000000001E-2,0.06,0]
["295_15",295,9,"295_9",813,12,11,15,1082.4000000000001,0,1941,1971,43,28242,1612,0,11824,0,15689,341,1549,9.5000000000000001E-2,7.0000000000000007E-2,0]
["295_16",295,10,"295_10",813,12,11,16,1082.4000000000001,0,1941,1971,43,28424,1628,0,11824,0,16011,201,1549,9.5000000000000001E-2,4.1000000000000002E-2,0]
["295_17",295,11,"295_11",813,12,11,17,1082.4000000000001,0,1941,1971,43,28781,1654,0,11824,0,16521,180,1549,9.5000000000000001E-2,3.6999999999999998E-2,0]
["295_18",295,12,"295_12",813,12,11,18,1082.4000000000001,0,1941,1971,43,28819,1677,0,11824,0,16988,282,1549,9.5000000000000001E-2,5.8000000000000003E-2,0]
["295_19",295,13,"295_13",813,12,11,19,1082.4000000000001,0,1941,1971,43,27822,1635,0,11824,0,16155,117,1549,9.5000000000000001E-2,2.4E-2,0]
["295_20",295,14,"295_14",813,12,11,20,1082.4000000000001,0,1941,1971,43,26724,1583,0,11824,0,15114,60,1549,9.5000000000000001E-2,1.2E-2,0]
["295_21",295,15,"295_15",813,12,11,21,1060.2,0,1941,1971,43,27085,1576,0,11846,0,14939,66,1527,9.2999999999999999E-2,1.4E-2,0]
["295_22",295,16,"295_16",813,12,11,22,964.9,0,1941,1971,43,25832,1511,0,11941,0,13511,42,1432,8.6999999999999994E-2,8.9999999999999993E-3,0]
["296_7",296,1,"296_1",813,12,12,7,848.8,0,1941,1971,43,17548,3376,0,11412,0,5929,317,1961,0.12,6.5000000000000002E-2,0]
["296_8",296,2,"296_2",813,12,12,8,989,0,1941,1971,43,20503,1261,0,11412,0,9242,216,1961,0.12,4.3999999999999997E-2,0]
["296_9",296,3,"296_3",813,12,12,9,989,0,1941,1971,43,22993,1391,0,11412,0,11845,103,1961,0.12,2.1000000000000001E-2,0]
["296_10",296,4,"296_4",813,12,12,10,906.8,0,1941,1971,43,24904,1496,0,11495,0,13828,31,1878,0.115,6.0000000000000001E-3,0]
["296_11",296,5,"296_5",813,12,12,11,760.3,0,1941,1971,43,26168,1550,0,11641,0,14708,18,1732,0.106,4.0000000000000001E-3,0]
["296_12",296,6,"296_6",813,12,12,12,763.8,0,1941,1971,43,26779,1574,0,11638,0,15194,11,1735,0.106,2E-3,0]
["296_13",296,7,"296_7",813,12,12,13,771.5,0,1941,1971,43,27200,1588,0,11630,0,15477,16,1743,0.106,3.0000000000000001E-3,0]
["296_14",296,8,"296_8",813,12,12,14,774.5,0,1941,1971,43,27525,1604,0,11627,0,15803,15,1746,0.107,3.0000000000000001E-3,0]
["296_15",296,9,"296_9",813,12,12,15,774.5,0,1941,1971,43,27709,1613,0,11627,0,15989,13,1746,0.107,3.0000000000000001E-3,0]
["296_16",296,10,"296_10",813,12,12,16,774.5,0,1941,1971,43,27878,1621,0,11627,0,16139,32,1746,0.107,7.0000000000000001E-3,0]
["296_17",296,11,"296_11",813,12,12,17,774.5,0,1941,1971,43,28215,1642,0,11627,0,16572,68,1746,0.107,1.4E-2,0]
["296_18",296,12,"296_12",813,12,12,18,774.5,0,1941,1971,43,28243,1667,0,11627,0,17060,138,1746,0.107,2.8000000000000001E-2,0]
["296_19",296,13,"296_13",813,12,12,19,774.5,0,1941,1971,43,27258,1616,0,11627,0,16047,166,1746,0.107,3.4000000000000002E-2,0]
["296_20",296,14,"296_14",813,12,12,20,774.5,0,1941,1971,43,26207,1567,0,11627,0,15060,102,1746,0.107,2.1000000000000001E-2,0]
["296_21",296,15,"296_15",813,12,12,21,774.5,0,1941,1971,43,26597,1561,0,11627,0,14940,83,1746,0.107,1.7000000000000001E-2,0]
["296_22",296,16,"296_16",813,12,12,22,728.3,0,1941,1971,43,25338,1491,0,11673,0,13471,93,1700,0.104,1.9E-2,0]
["297_13",297,1,"297_1",815,3,7,13,864,0,1943,1973,45,32981,2891,0,12486,2500,16657,576,2964,0.161,0.11799999999999999,0]
["297_14",297,2,"297_2",815,3,7,14,1900,0,1943,1973,45,31785,2891,0,12486,2500,14615,386,2964,0.161,7.9000000000000001E-2,0]
["297_15",297,3,"297_3",815,3,7,15,1900,0,1943,1973,45,31209,2891,0,12486,2500,14216,342,2964,0.161,7.0000000000000007E-2,0]
["297_16",297,4,"297_4",815,3,7,16,1896.5,0,1943,1973,45,32272,2891,0,12490,2500,15254,367,2961,0.16,7.4999999999999997E-2,0]
["297_17",297,5,"297_5",815,3,7,17,1894.1,0,1943,1973,45,36758,2891,0,12492,2500,19537,703,2958,0.16,0.14399999999999999,0]
["297_18",297,6,"297_6",815,3,7,18,1894.1,0,1943,1973,45,40791,2891,0,12492,2500,23981,821,2958,0.16,0.16800000000000001,0]
["297_19",297,7,"297_7",815,3,7,19,1892.1,0,1943,1973,45,39996,2891,0,12494,2500,22976,1031,2956,0.16,0.21099999999999999,0]
["297_20",297,8,"297_8",815,3,7,20,1883.1,0,1943,1973,45,37969,2891,0,12503,2500,20788,1192,2948,0.16,0.24399999999999999,0]
["297_21",297,9,"297_9",815,3,7,21,1883.1,0,1943,1973,45,35828,2891,0,12503,2500,17846,1331,2948,0.16,0.27200000000000002,0]
["297_22",297,10,"297_10",815,3,7,22,1930.5,0,1943,1973,45,32281,2891,0,12456,2500,14327,1153,2995,0.16200000000000001,0.23599999999999999,0]
["297_23",297,11,"297_11",815,3,7,23,1160.3,0,1943,1973,45,27482,2891,0,12358,3400,8975,1323,3092,0.16800000000000001,0.27,0]
["298_6",298,1,"298_1",815,3,8,6,2162.6,0,1943,1973,45,28392,3667,0,12764,3400,8265,1535,2687,0.14599999999999999,0.314,0]
["298_7",298,2,"298_2",815,3,8,7,2664.8,0,1943,1973,45,35622,3667,0,13129,2500,16418,1411,2322,0.126,0.28799999999999998,0]
["298_8",298,3,"298_3",815,3,8,8,2517.3000000000002,0,1943,1973,45,40755,2891,0,13277,2500,22139,1219,2174,0.11799999999999999,0.249,0]
["298_9",298,4,"298_4",815,3,8,9,2391.6,0,1943,1973,45,41691,2891,0,13403,2500,23292,1002,2048,0.111,0.20499999999999999,0]
["298_10",298,5,"298_5",815,3,8,10,2523.4,0,1943,1973,45,41031,2891,0,13271,2500,22914,720,2180,0.11799999999999999,0.14699999999999999,0]
["298_11",298,6,"298_6",815,3,8,11,2532.8000000000002,0,1943,1973,45,39630,2891,0,13261,2500,21055,648,2190,0.11899999999999999,0.13200000000000001,0]
["298_12",298,7,"298_7",815,3,8,12,2532.8000000000002,0,1943,1973,45,37657,2891,0,13261,2500,18957,641,2190,0.11899999999999999,0.13100000000000001,0]
["298_13",298,8,"298_8",815,3,8,13,2532.8000000000002,0,1943,1973,45,35996,2891,0,13261,2500,17273,532,2190,0.11899999999999999,0.109,0]
["298_14",298,9,"298_9",815,3,8,14,2532.8000000000002,0,1943,1973,45,34672,2891,0,13261,2500,15964,517,2190,0.11899999999999999,0.106,0]
["298_15",298,10,"298_10",815,3,8,15,2532.8000000000002,0,1943,1973,45,34031,2891,0,13261,2500,15380,592,2190,0.11899999999999999,0.121,0]
["298_16",298,11,"298_11",815,3,8,16,2532.8000000000002,0,1943,1973,45,35188,2891,0,13261,2500,16481,648,2190,0.11899999999999999,0.13200000000000001,0]
["298_17",298,12,"298_12",815,3,8,17,2532.8000000000002,0,1943,1973,45,40086,2891,0,13261,2500,21580,580,2190,0.11899999999999999,0.11799999999999999,0]
["298_18",298,13,"298_13",815,3,8,18,2808.4,0,1943,1973,45,44449,2891,0,13255,2500,26339,444,2196,0.11899999999999999,9.0999999999999998E-2,0]
["298_19",298,14,"298_14",815,3,8,19,2813.1,0,1943,1973,45,43539,2891,0,13250,2500,25406,467,2201,0.11899999999999999,9.5000000000000001E-2,0]
["298_20",298,15,"298_15",815,3,8,20,2543.8000000000002,0,1943,1973,45,41357,2891,0,13250,2500,23705,256,2201,0.11899999999999999,5.1999999999999998E-2,0]
["298_21",298,16,"298_16",815,3,8,21,2535.4,0,1943,1973,45,39044,2891,0,13259,2500,20768,217,2192,0.11899999999999999,4.3999999999999997E-2,0]
["298_22",298,17,"298_17",815,3,8,22,2389.8000000000002,0,1943,1973,45,35200,2891,0,13404,2500,16801,191,2047,0.111,3.9E-2,0]
["298_23",298,18,"298_18",815,3,8,23,1521.9,0,1943,1973,45,30010,2891,0,13404,3400,11268,150,2047,0.111,3.1E-2,0]
[{"$f":"CONCATENATE(B3351,\"_\",H3351)","v":"298_24"},{"$f":"IF(E3351=E3350,    (IF(F3351=F3350,    (IF(G3351=G3350,   (IF(H3351=H3350+1,B3350,B3350+1)), (IF(AND(G3351=G3350+1,H3351=1,H3350=24),B3350,B3350+1)))), B3350+1)), B3350+1)","v":298},{"$f":"IF(B3351=B3350,C3350+1,1)","v":19},{"$f":"CONCATENATE(B3351,\"_\",C3351)","v":"298_19"},815,3,8,24,267.2,0,1943,1973,45,25192,3667,0,13404,3400,7723,132,2047,0.111,2.7E-2,0]
["299_7",299,1,"299_1",815,3,9,7,247.5,0,1943,1973,45,33514,3667,0,13928,2500,14638,2701,1523,8.3000000000000004E-2,0.55200000000000005,0]
["299_8",299,2,"299_2",815,3,9,8,82.4,0,1943,1973,45,38372,2891,0,14093,2500,20310,2284,1358,7.3999999999999996E-2,0.46700000000000003,0]
["299_9",299,3,"299_3",815,3,9,9,82.4,0,1943,1973,45,39401,2891,0,14093,2500,21642,1982,1358,7.3999999999999996E-2,0.40500000000000003,0]
["299_10",299,4,"299_4",815,3,9,10,82.4,0,1943,1973,45,38877,2891,0,14093,2500,21239,1860,1358,7.3999999999999996E-2,0.38,0]
["299_11",299,5,"299_5",815,3,9,11,76.3,0,1943,1973,45,37583,2891,0,14099,2500,19946,1329,1352,7.2999999999999995E-2,0.27200000000000002,0]
["300_18",300,1,"300_1",816,13,11,18,503.9,0,1944,1974,46,26172,1593,0,12070,0,14952,12,1302,0.08,2E-3,0]
["300_19",300,2,"300_2",816,13,11,19,842.1,0,1944,1974,46,25515,1543,0,12070,0,13961,7,1302,0.08,1E-3,0]
["300_20",300,3,"300_3",816,13,11,20,842.1,0,1944,1974,46,25227,1529,0,12070,0,13675,5,1302,0.08,1E-3,0]
["300_21",300,4,"300_4",816,13,11,21,842.1,0,1944,1974,46,25773,1523,0,12070,0,13558,6,1302,0.08,1E-3,0]
["300_22",300,5,"300_5",816,13,11,22,842.1,0,1944,1974,46,23836,1414,0,12070,0,11385,11,1302,0.08,2E-3,0]
["301_7",301,1,"301_1",817,1,2,7,445.4,0,1945,1975,47,20096,2655,0,8771,0,11278,424,4593,0.28100000000000003,8.6999999999999994E-2,0]
["301_8",301,2,"301_2",817,1,2,8,572.6,0,1945,1975,47,23076,1342,0,8644,0,14734,346,4720,0.28799999999999998,7.0999999999999994E-2,0]
["301_9",301,3,"301_3",817,1,2,9,572.6,0,1945,1975,47,23801,1386,0,8644,0,15613,192,4720,0.28799999999999998,3.9E-2,0]
["301_10",301,4,"301_4",817,1,2,10,572.6,0,1945,1975,47,23802,1384,0,8644,0,15583,223,4720,0.28799999999999998,4.5999999999999999E-2,0]
["301_11",301,5,"301_5",817,1,2,11,572.6,0,1945,1975,47,23467,1349,0,8644,0,14875,198,4720,0.28799999999999998,4.1000000000000002E-2,0]
["301_12",301,6,"301_6",817,1,2,12,572.6,0,1945,1975,47,22759,1307,0,8644,0,14035,198,4720,0.28799999999999998,4.1000000000000002E-2,0]
["301_13",301,7,"301_7",817,1,2,13,571.9,0,1945,1975,47,22141,1264,0,8645,0,13186,297,4719,0.28799999999999998,6.0999999999999999E-2,0]
["301_14",301,8,"301_8",817,1,2,14,390.5,0,1945,1975,47,21679,1255,0,8826,0,12734,287,4538,0.27700000000000002,5.8999999999999997E-2,0]
["301_15",301,9,"301_9",817,1,2,15,358.8,0,1945,1975,47,21186,1224,0,8858,0,12077,450,4506,0.27500000000000002,9.1999999999999998E-2,0]
["301_16",301,10,"301_10",817,1,2,16,324.89999999999998,0,1945,1975,47,20989,1199,0,8892,0,11526,805,4472,0.27300000000000002,0.16400000000000001,0]
["302_9",302,1,"302_1",849,14,24,9,398.5,0,1977,1930,2,23009,1420,0,11551,0,12230,172,1828,0.112,3.5000000000000003E-2,0]
["302_10",302,2,"302_2",849,14,24,10,473.9,0,1977,1930,2,23332,1444,0,11882,0,12242,77,1497,9.0999999999999998E-2,1.6E-2,0]
["302_11",302,3,"302_3",849,14,24,11,364.2,0,1977,1930,2,23289,1425,0,11991,0,11703,44,1388,8.5000000000000006E-2,8.9999999999999993E-3,0]
["302_12",302,4,"302_4",849,14,24,12,364.2,0,1977,1930,2,22824,1394,0,11991,0,11097,52,1388,8.5000000000000006E-2,1.0999999999999999E-2,0]
["302_13",302,5,"302_5",849,14,24,13,597.79999999999995,0,1977,1930,2,22396,1356,0,11748,0,10672,58,1630,0.1,1.2E-2,0]
["303_10",303,1,"303_1",849,14,28,10,269,0,1977,1930,2,24022,1502,0,12386,0,12695,14,992,6.0999999999999999E-2,3.0000000000000001E-3,0]
["303_11",303,2,"303_2",849,14,28,11,269,0,1977,1930,2,23783,1464,0,12386,0,11937,3,992,6.0999999999999999E-2,1E-3,0]
["303_12",303,3,"303_3",849,14,28,12,269,0,1977,1930,2,23191,1427,0,12386,0,11208,8,992,6.0999999999999999E-2,2E-3,0]
["303_13",303,4,"303_4",849,14,28,13,260.10000000000002,0,1977,1930,2,22700,1401,0,12386,0,10677,56,992,6.0999999999999999E-2,1.2E-2,0]
["303_14",303,5,"303_5",849,14,28,14,228.6,0,1977,1930,2,22358,1375,0,12386,0,10153,138,992,6.0999999999999999E-2,2.8000000000000001E-2,0]
["303_15",303,6,"303_6",849,14,28,15,210.3,0,1977,1930,2,21929,1359,0,12386,0,9848,165,992,6.0999999999999999E-2,3.4000000000000002E-2,0]
["303_16",303,7,"303_7",849,14,28,16,197.9,0,1977,1930,2,21718,1349,0,12386,0,9641,173,992,6.0999999999999999E-2,3.5000000000000003E-2,0]
["303_17",303,8,"303_8",849,14,28,17,198,0,1977,1930,2,21843,1349,0,12386,0,9644,427,992,6.0999999999999999E-2,8.6999999999999994E-2,0]
["303_18",303,9,"303_9",849,14,28,18,256.3,0,1977,1930,2,22419,1399,0,12388,0,10644,473,991,0.06,9.7000000000000003E-2,0]
["303_19",303,10,"303_10",849,14,28,19,266.3,0,1977,1930,2,23516,1456,0,12389,0,11768,435,990,0.06,8.8999999999999996E-2,0]
["303_20",303,11,"303_11",849,14,28,20,266.3,0,1977,1930,2,24898,1512,0,12389,0,12893,692,990,0.06,0.14099999999999999,0]
["303_21",303,12,"303_12",849,14,28,21,266.3,0,1977,1930,2,24090,1435,0,12389,0,11363,752,990,0.06,0.154,0]
["303_22",303,13,"303_13",849,14,28,22,108,0,1977,1930,2,21032,1277,0,12389,0,8189,765,990,0.06,0.156,0]
["304_7",304,1,"304_1",850,1,2,7,4.7,0,1978,1931,3,20200,3079,0,10595,0,10106,318,2769,0.16900000000000001,6.5000000000000002E-2,0]
["304_8",304,2,"304_2",850,1,2,8,69.2,0,1978,1931,3,23195,1413,0,10531,0,13523,293,2833,0.17299999999999999,0.06,0]
["304_9",304,3,"304_3",850,1,2,9,93.1,0,1978,1931,3,23924,1452,0,10507,0,14337,208,2857,0.17499999999999999,4.2000000000000003E-2,0]
["304_10",304,4,"304_4",850,1,2,10,93.1,0,1978,1931,3,23925,1458,0,10507,0,14447,99,2857,0.17499999999999999,0.02,0]
["304_11",304,5,"304_5",850,1,2,11,93.1,0,1978,1931,3,23588,1425,0,10507,0,13794,18,2857,0.17499999999999999,4.0000000000000001E-3,0]
["304_12",304,6,"304_6",850,1,2,12,93.1,0,1978,1931,3,22876,1384,0,10507,0,12963,4,2857,0.17499999999999999,1E-3,0]
["304_13",304,7,"304_7",850,1,2,13,93.1,0,1978,1931,3,22255,1346,0,10507,0,12212,2,2857,0.17499999999999999,0,0]
["304_14",304,8,"304_8",850,1,2,14,93.1,0,1978,1931,3,21791,1323,0,10507,0,11750,0,2857,0.17499999999999999,0,0]
["304_15",304,9,"304_9",850,1,2,15,69,0,1978,1931,3,21295,1300,0,10531,0,11252,2,2833,0.17299999999999999,0,0]
["305_21",305,1,"305_1",850,1,2,21,44.1,0,1978,1931,3,23754,1407,0,10556,0,13370,475,2808,0.17199999999999999,9.7000000000000003E-2,0]
["305_22",305,2,"305_2",850,1,2,22,765.8,0,1978,1931,3,20728,1186,0,9834,0,9948,595,3530,0.216,0.122,0]
["306_17",306,1,"306_1",852,1,8,17,810.9,0,1980,1933,5,21865,1290,0,10263,0,11428,54,3101,0.189,1.0999999999999999E-2,0]
["306_18",306,2,"306_2",852,1,8,18,1123.3,0,1980,1933,5,22975,1354,0,10263,0,12708,101,3101,0.189,2.1000000000000001E-2,0]
["306_19",306,3,"306_3",852,1,8,19,912.3,0,1980,1933,5,24413,1440,0,10474,0,14132,116,2890,0.17699999999999999,2.4E-2,0]
["306_20",306,4,"306_4",852,1,8,20,147.69999999999999,0,1980,1933,5,25620,1555,0,11239,0,15362,92,2125,0.13,1.9E-2,0]
["307_18",307,1,"307_1",874,1,2,18,66,0,2002,1955,27,22319,1381,0,11052,0,12141,281,2313,0.14099999999999999,5.7000000000000002E-2,0]
["307_19",307,2,"307_2",874,1,2,19,1276.0999999999999,0,2002,1955,27,23587,1361,0,10921,0,11935,676,2443,0.14899999999999999,0.13800000000000001,0]
["307_20",307,3,"307_3",874,1,2,20,1275.8,0,2002,1955,27,24971,1366,0,10921,0,12021,1974,2443,0.14899999999999999,0.40300000000000002,0]
["307_21",307,4,"307_4",874,1,2,21,1275.8,0,2002,1955,27,23970,1240,0,10921,0,9514,2950,2443,0.14899999999999999,0.60299999999999998,0]
["307_22",307,5,"307_5",874,1,2,22,1275.8,0,2002,1955,27,20916,1075,0,10921,0,6215,2919,2443,0.14899999999999999,0.59599999999999997,0]
["308_19",308,1,"308_1",874,1,3,19,4.0999999999999996,0,2002,1955,27,22186,1307,0,10680,0,11194,204,2684,0.16400000000000001,4.2000000000000003E-2,0]
["309_7",309,1,"309_1",874,1,5,7,862.9,0,2002,1955,27,21191,2438,0,11395,0,9450,307,1970,0.12,6.3E-2,0]
["309_8",309,2,"309_2",874,1,5,8,723,0,2002,1955,27,24244,1457,0,11534,0,12989,218,1830,0.112,4.4999999999999998E-2,0]
["309_9",309,3,"309_3",874,1,5,9,619,0,2002,1955,27,24536,1481,0,11639,0,13323,176,1726,0.105,3.5999999999999997E-2,0]
["309_10",309,4,"309_4",874,1,5,10,621,0,2002,1955,27,24189,1471,0,11637,0,13124,28,1728,0.106,6.0000000000000001E-3,0]
[{"$f":"CONCATENATE(B3415,\"_\",H3415)","v":"309_11"},{"$f":"IF(E3415=E3414,    (IF(F3415=F3414,    (IF(G3415=G3414,   (IF(H3415=H3414+1,B3414,B3414+1)), (IF(AND(G3415=G3414+1,H3415=1,H3414=24),B3414,B3414+1)))), B3414+1)), B3414+1)","v":309},{"$f":"IF(B3415=B3414,C3414+1,1)","v":5},{"$f":"CONCATENATE(B3415,\"_\",C3415)","v":"309_5"},874,1,5,11,623.5,0,2002,1955,27,23685,1426,0,11634,0,12228,23,1730,0.106,5.0000000000000001E-3,0]
["309_12",309,6,"309_6",874,1,5,12,623.5,0,2002,1955,27,22886,1380,0,11634,0,11313,6,1730,0.106,1E-3,0]
["309_13",309,7,"309_7",874,1,5,13,607.20000000000005,0,2002,1955,27,22241,1343,0,11650,0,10542,0,1714,0.105,0,0]
["309_14",309,8,"309_8",874,1,5,14,551.1,0,2002,1955,27,21776,1323,0,11706,0,10072,5,1658,0.10100000000000001,1E-3,0]
["309_15",309,9,"309_9",874,1,5,15,554.1,0,2002,1955,27,21280,1295,0,11703,0,9518,63,1661,0.10100000000000001,1.2999999999999999E-2,0]
["309_16",309,10,"309_10",874,1,5,16,554.1,0,2002,1955,27,21108,1282,0,11703,0,9261,148,1661,0.10100000000000001,0.03,0]
["309_17",309,11,"309_11",874,1,5,17,554.1,0,2002,1955,27,21461,1296,0,11703,0,9534,360,1661,0.10100000000000001,7.3999999999999996E-2,0]
["309_18",309,12,"309_12",874,1,5,18,554.1,0,2002,1955,27,22384,1349,0,11703,0,10601,747,1661,0.10100000000000001,0.152,0]
["309_19",309,13,"309_13",874,1,5,19,371.2,0,2002,1955,27,23723,1406,0,11886,0,11487,1199,1478,0.09,0.245,0]
["309_20",309,14,"309_14",874,1,5,20,220.2,0,2002,1955,27,24999,1464,0,12037,0,12436,1526,1327,8.1000000000000003E-2,0.312,0]
["309_21",309,15,"309_15",874,1,5,21,142.80000000000001,0,2002,1955,27,23837,1380,0,12115,0,10642,1628,1250,7.5999999999999998E-2,0.33300000000000002,0]
["309_22",309,16,"309_16",874,1,5,22,142.80000000000001,0,2002,1955,27,20766,1196,0,12115,0,6968,1955,1250,7.5999999999999998E-2,0.39900000000000002,0]
["310_13",310,1,"310_1",874,1,6,13,385.8,0,2002,1955,27,22505,1310,0,11620,0,9932,1126,1744,0.107,0.23,0]
["310_14",310,2,"310_2",874,1,6,14,438.2,0,2002,1955,27,22004,1314,0,11620,0,10016,488,1744,0.107,0.1,0]
["310_15",310,3,"310_3",874,1,6,15,438.8,0,2002,1955,27,21486,1282,0,11619,0,9367,619,1745,0.107,0.127,0]
["310_16",310,4,"310_4",874,1,6,16,439,0,2002,1955,27,21317,1282,0,11619,0,9370,447,1745,0.107,9.0999999999999998E-2,0]
["310_17",310,5,"310_5",874,1,6,17,439,0,2002,1955,27,21714,1296,0,11619,0,9647,700,1745,0.107,0.14299999999999999,0]
["310_18",310,6,"310_6",874,1,6,18,590.1,0,2002,1955,27,22698,1356,0,11468,0,11066,795,1896,0.11600000000000001,0.16200000000000001,0]
["310_19",310,7,"310_7",874,1,6,19,671.5,0,2002,1955,27,24080,1377,0,11387,0,11604,1638,1978,0.121,0.33500000000000002,0]
["310_20",310,8,"310_8",874,1,6,20,709.3,0,2002,1955,27,25347,1419,0,11349,0,12500,2010,2015,0.123,0.41099999999999998,0]
["310_21",310,9,"310_9",874,1,6,21,735.9,0,2002,1955,27,24130,1320,0,11322,0,10556,2207,2042,0.125,0.45100000000000001,0]
["310_22",310,10,"310_10",874,1,6,22,953.2,0,2002,1955,27,21041,1162,0,11105,0,7691,1707,2259,0.13800000000000001,0.34899999999999998,0]
["311_7",311,1,"311_1",874,1,7,7,1048.0999999999999,0,2002,1955,27,20971,3481,0,11320,0,9362,65,2044,0.125,1.2999999999999999E-2,0]
["311_8",311,2,"311_2",874,1,7,8,1048.0999999999999,0,2002,1955,27,24015,1433,0,11320,0,12822,46,2044,0.125,8.9999999999999993E-3,0]
["311_9",311,3,"311_3",874,1,7,9,1048.0999999999999,0,2002,1955,27,24379,1453,0,11320,0,13207,24,2044,0.125,5.0000000000000001E-3,0]
["311_10",311,4,"311_4",874,1,7,10,1036.3,0,2002,1955,27,24047,1438,0,11332,0,12891,9,2032,0.124,2E-3,0]
["311_11",311,5,"311_5",874,1,7,11,1004.6,0,2002,1955,27,23492,1393,0,11364,0,11943,4,2001,0.122,1E-3,0]
["311_12",311,6,"311_6",874,1,7,12,1216.3,0,2002,1955,27,22634,1328,0,11152,0,10951,6,2212,0.13500000000000001,1E-3,0]
["311_13",311,7,"311_7",874,1,7,13,1284.0999999999999,0,2002,1955,27,21927,1279,0,11084,0,10059,58,2280,0.13900000000000001,1.2E-2,0]
["311_14",311,8,"311_8",874,1,7,14,1284.5999999999999,0,2002,1955,27,21407,1248,0,11084,0,9448,150,2281,0.13900000000000001,3.1E-2,0]
["311_15",311,9,"311_9",874,1,7,15,1449.3,0,2002,1955,27,20884,1209,0,10919,0,8897,177,2445,0.14899999999999999,3.5999999999999997E-2,0]
["311_16",311,10,"311_10",874,1,7,16,1366.3,0,2002,1955,27,20723,1209,0,11002,0,8770,143,2362,0.14399999999999999,2.9000000000000001E-2,0]
["311_17",311,11,"311_11",874,1,7,17,1237,0,2002,1955,27,21146,1248,0,11131,0,9385,84,2233,0.13600000000000001,1.7000000000000001E-2,0]
["311_18",311,12,"311_12",874,1,7,18,1229.4000000000001,0,2002,1955,27,22156,1325,0,11139,0,10908,101,2225,0.13600000000000001,2.1000000000000001E-2,0]
["311_19",311,13,"311_13",874,1,7,19,1250.3,0,2002,1955,27,23522,1391,0,11118,0,12248,127,2246,0.13700000000000001,2.5999999999999999E-2,0]
["311_20",311,14,"311_14",874,1,7,20,1317.7,0,2002,1955,27,24722,1445,0,11051,0,13438,137,2314,0.14099999999999999,2.8000000000000001E-2,0]
["311_21",311,15,"311_15",874,1,7,21,1515.1,0,2002,1955,27,23492,1344,0,10853,0,11683,132,2511,0.153,2.7E-2,0]
["311_22",311,16,"311_16",874,1,7,22,1717.9,0,2002,1955,27,20502,1170,0,10650,0,8496,52,2714,0.16600000000000001,1.0999999999999999E-2,0]
["312_7",312,1,"312_1",874,1,8,7,734.5,0,2002,1955,27,21144,3481,0,10900,0,10330,3,2464,0.151,1E-3,0]
["312_8",312,2,"312_2",874,1,8,8,690.6,0,2002,1955,27,24238,1457,0,10944,0,13820,5,2420,0.14799999999999999,1E-3,0]
["312_9",312,3,"312_3",874,1,8,9,569.5,0,2002,1955,27,24682,1488,0,11065,0,14265,3,2299,0.14099999999999999,1E-3,0]
["312_10",312,4,"312_4",874,1,8,10,572,0,2002,1955,27,24376,1472,0,11062,0,13956,6,2302,0.14099999999999999,1E-3,0]
["312_11",312,5,"312_5",874,1,8,11,563.6,0,2002,1955,27,23795,1424,0,11071,0,12977,7,2293,0.14000000000000001,2E-3,0]
["312_12",312,6,"312_6",874,1,8,12,363.1,0,2002,1955,27,22899,1386,0,11271,0,11940,16,2093,0.128,3.0000000000000001E-3,0]
["312_13",312,7,"312_7",874,1,8,13,591.9,0,2002,1955,27,22146,1325,0,11043,0,11043,27,2322,0.14199999999999999,6.0000000000000001E-3,0]
["312_14",312,8,"312_8",874,1,8,14,646.20000000000005,0,2002,1955,27,21584,1292,0,10988,0,10459,49,2376,0.14499999999999999,0.01,0]
["312_15",312,9,"312_9",874,1,8,15,750.9,0,2002,1955,27,21039,1255,0,10884,0,9854,110,2481,0.152,2.1999999999999999E-2,0]
["312_16",312,10,"312_10",874,1,8,16,625.5,0,2002,1955,27,20886,1255,0,11009,0,9690,120,2355,0.14399999999999999,2.5000000000000001E-2,0]
["312_17",312,11,"312_11",874,1,8,17,349.5,0,2002,1955,27,21361,1308,0,11285,0,10366,51,2079,0.127,1.0999999999999999E-2,0]
["312_18",312,12,"312_12",874,1,8,18,325.39999999999998,0,2002,1955,27,22444,1383,0,11309,0,11835,196,2055,0.126,0.04,0]
["312_19",312,13,"312_13",874,1,8,19,325.3,0,2002,1955,27,23849,1448,0,11309,0,13124,311,2055,0.126,6.4000000000000001E-2,0]
["312_20",312,14,"312_14",874,1,8,20,309.10000000000002,0,2002,1955,27,25028,1501,0,11325,0,14157,458,2039,0.125,9.4E-2,0]
["312_21",312,15,"312_15",874,1,8,21,310.7,0,2002,1955,27,23740,1403,0,11324,0,12200,596,2040,0.125,0.122,0]
["312_22",312,16,"312_16",874,1,8,22,310.7,0,2002,1955,27,20726,1248,0,11324,0,9097,409,2040,0.125,8.4000000000000005E-2,0]
["313_7",313,1,"313_1",874,1,9,7,13.2,0,2002,1955,27,20870,1282,0,11298,0,9829,553,2066,0.126,0.113,0]
["313_8",313,2,"313_2",874,1,9,8,12.8,0,2002,1955,27,23928,1453,0,11299,0,13232,605,2066,0.126,0.124,0]
["313_9",313,3,"313_3",874,1,9,9,13.4,0,2002,1955,27,24399,1468,0,11298,0,13541,767,2066,0.126,0.157,0]
["313_10",313,4,"313_4",874,1,9,10,13.4,0,2002,1955,27,24103,1442,0,11298,0,13023,990,2066,0.126,0.20200000000000001,0]
["313_11",313,5,"313_5",874,1,9,11,13.2,0,2002,1955,27,23514,1383,0,11298,0,11851,1176,2066,0.126,0.24,0]
["314_19",314,1,"314_1",874,1,13,19,683.1,0,2002,1955,27,25628,1558,0,12763,0,13283,119,601,3.6999999999999998E-2,2.4E-2,0]
["314_20",314,2,"314_2",874,1,13,20,835,0,2002,1955,27,26602,1592,0,12763,0,13977,248,601,3.6999999999999998E-2,5.0999999999999997E-2,0]
["314_21",314,3,"314_3",874,1,13,21,835,0,2002,1955,27,25038,1485,0,12763,0,11834,297,601,3.6999999999999998E-2,6.0999999999999999E-2,0]
["314_22",314,4,"314_4",874,1,13,22,838.5,0,2002,1955,27,21877,1314,0,12759,0,8423,270,605,3.6999999999999998E-2,5.5E-2,0]
["315_7",315,1,"315_1",874,1,14,7,973.6,0,2002,1955,27,22122,1961,0,12266,0,9658,48,1098,6.7000000000000004E-2,0.01,0]
[{"$f":"CONCATENATE(B3479,\"_\",H3479)","v":"315_8"},{"$f":"IF(E3479=E3478,    (IF(F3479=F3478,    (IF(G3479=G3478,   (IF(H3479=H3478+1,B3478,B3478+1)), (IF(AND(G3479=G3478+1,H3479=1,H3478=24),B3478,B3478+1)))), B3478+1)), B3478+1)","v":315},{"$f":"IF(B3479=B3478,C3478+1,1)","v":2},{"$f":"CONCATENATE(B3479,\"_\",C3479)","v":"315_2"},874,1,14,8,803.7,0,2002,1955,27,25304,1534,0,12436,0,13269,16,928,5.7000000000000002E-2,3.0000000000000001E-3,0]
["315_9",315,3,"315_3",874,1,14,9,737.6,0,2002,1955,27,25451,1546,0,12502,0,13407,25,862,5.2999999999999999E-2,5.0000000000000001E-3,0]
["315_10",315,4,"315_4",874,1,14,10,713.5,0,2002,1955,27,24845,1518,0,12526,0,12826,0,838,5.0999999999999997E-2,0,0]
["315_11",315,5,"315_5",874,1,14,11,682.2,0,2002,1955,27,24044,1460,0,12558,0,11628,0,807,4.9000000000000002E-2,0,0]
["315_12",315,6,"315_6",874,1,14,12,682.2,0,2002,1955,27,22990,1401,0,12558,0,10441,0,807,4.9000000000000002E-2,0,0]
["315_13",315,7,"315_7",874,1,14,13,682.2,0,2002,1955,27,22141,1352,0,12558,0,9460,0,807,4.9000000000000002E-2,0,0]
["315_14",315,8,"315_8",874,1,14,14,682.2,0,2002,1955,27,21511,1321,0,12558,0,8830,0,807,4.9000000000000002E-2,0,0]
["315_15",315,9,"315_9",874,1,14,15,682.2,0,2002,1955,27,20947,1292,0,12558,0,8265,1,807,4.9000000000000002E-2,0,0]
["315_16",315,10,"315_10",874,1,14,16,682.4,0,2002,1955,27,20876,1289,0,12557,0,8194,0,807,4.9000000000000002E-2,0,0]
["315_17",315,11,"315_11",874,1,14,17,738.7,0,2002,1955,27,21652,1330,0,12501,0,9102,1,863,5.2999999999999999E-2,0,0]
["315_18",315,12,"315_12",874,1,14,18,721.9,0,2002,1955,27,23111,1428,0,12518,0,11036,56,846,5.1999999999999998E-2,1.2E-2,0]
["315_19",315,13,"315_13",874,1,14,19,744.4,0,2002,1955,27,24591,1495,0,12495,0,12409,163,869,5.2999999999999999E-2,3.3000000000000002E-2,0]
["315_20",315,14,"315_14",874,1,14,20,744.4,0,2002,1955,27,25460,1538,0,12495,0,13275,166,869,5.2999999999999999E-2,3.4000000000000002E-2,0]
["315_21",315,15,"315_15",874,1,14,21,744.4,0,2002,1955,27,23932,1438,0,12495,0,11272,111,869,5.2999999999999999E-2,2.3E-2,0]
["315_22",315,16,"315_16",874,1,14,22,744.4,0,2002,1955,27,20940,1276,0,12495,0,8021,94,869,5.2999999999999999E-2,1.9E-2,0]
["316_16",316,1,"316_1",874,1,15,16,11.6,0,2002,1955,27,20481,1285,0,12458,0,8266,304,906,5.5E-2,6.2E-2,0]
["317_7",317,1,"317_1",874,1,19,7,315.89999999999998,0,2002,1955,27,22494,3081,0,12702,0,10266,33,662,0.04,7.0000000000000001E-3,0]
["317_8",317,2,"317_2",874,1,19,8,315.89999999999998,0,2002,1955,27,25681,1582,0,12702,0,13862,22,662,0.04,5.0000000000000001E-3,0]
["317_9",317,3,"317_3",874,1,19,9,315.89999999999998,0,2002,1955,27,25560,1577,0,12702,0,13752,11,662,0.04,2E-3,0]
["317_10",317,4,"317_4",874,1,19,10,315.89999999999998,0,2002,1955,27,24720,1535,0,12702,0,12917,6,662,0.04,1E-3,0]
["317_11",317,5,"317_5",874,1,19,11,315,0,2002,1955,27,23780,1468,0,12703,0,11578,8,661,0.04,2E-3,0]
["317_12",317,6,"317_6",874,1,19,12,323.8,0,2002,1955,27,22646,1403,0,12694,0,10294,25,670,4.1000000000000002E-2,5.0000000000000001E-3,0]
["317_13",317,7,"317_7",874,1,19,13,251,0,2002,1955,27,21766,1355,0,12767,0,9236,71,597,3.6999999999999998E-2,1.4999999999999999E-2,0]
["317_14",317,8,"317_8",874,1,19,14,203.3,0,2002,1955,27,21115,1323,0,12815,0,8520,136,550,3.4000000000000002E-2,2.8000000000000001E-2,0]
["317_15",317,9,"317_9",874,1,19,15,203.3,0,2002,1955,27,20572,1291,0,12815,0,7872,240,550,3.4000000000000002E-2,4.9000000000000002E-2,0]
["317_16",317,10,"317_10",874,1,19,16,204.2,0,2002,1955,27,20597,1288,0,12814,0,7826,312,551,3.4000000000000002E-2,6.4000000000000001E-2,0]
["317_17",317,11,"317_11",874,1,19,17,204.3,0,2002,1955,27,21652,1344,0,12814,0,8947,378,551,3.4000000000000002E-2,7.6999999999999999E-2,0]
["317_18",317,12,"317_12",874,1,19,18,204.3,0,2002,1955,27,23417,1466,0,12814,0,11387,233,551,3.4000000000000002E-2,4.8000000000000001E-2,0]
["317_19",317,13,"317_13",874,1,19,19,204.3,0,2002,1955,27,24859,1545,0,12814,0,12965,97,551,3.4000000000000002E-2,0.02,0]
["317_20",317,14,"317_14",874,1,19,20,204.3,0,2002,1955,27,25380,1575,0,12814,0,13556,26,551,3.4000000000000002E-2,5.0000000000000001E-3,0]
["317_21",317,15,"317_15",874,1,19,21,204.3,0,2002,1955,27,23724,1467,0,12814,0,11391,6,551,3.4000000000000002E-2,1E-3,0]
["317_22",317,16,"317_16",874,1,19,22,204.3,0,2002,1955,27,20799,1307,0,12814,0,8191,4,551,3.4000000000000002E-2,1E-3,0]
["318_7",318,1,"318_1",874,1,20,7,1098.4000000000001,0,2002,1955,27,23366,3081,0,12300,0,10776,15,1065,6.5000000000000002E-2,3.0000000000000001E-3,0]
["318_8",318,2,"318_2",874,1,20,8,1098.4000000000001,0,2002,1955,27,26684,1585,0,12300,0,14487,20,1065,6.5000000000000002E-2,4.0000000000000001E-3,0]
["318_9",318,3,"318_3",874,1,20,9,1096.0999999999999,0,2002,1955,27,26606,1581,0,12302,0,14400,28,1062,6.5000000000000002E-2,6.0000000000000001E-3,0]
["318_10",318,4,"318_4",874,1,20,10,1088.4000000000001,0,2002,1955,27,25748,1540,0,12310,0,13558,13,1055,6.4000000000000001E-2,3.0000000000000001E-3,0]
["318_11",318,5,"318_5",874,1,20,11,1084.0999999999999,0,2002,1955,27,24749,1470,0,12314,0,12165,9,1050,6.4000000000000001E-2,2E-3,0]
["318_12",318,6,"318_6",874,1,20,12,1082.3,0,2002,1955,27,23543,1403,0,12316,0,10820,16,1048,6.4000000000000001E-2,3.0000000000000001E-3,0]
["318_13",318,7,"318_7",874,1,20,13,1082.3,0,2002,1955,27,22602,1349,0,12316,0,9732,30,1048,6.4000000000000001E-2,6.0000000000000001E-3,0]
["318_14",318,8,"318_8",874,1,20,14,1085,0,2002,1955,27,21903,1314,0,12313,0,9037,26,1051,6.4000000000000001E-2,5.0000000000000001E-3,0]
["318_15",318,9,"318_9",874,1,20,15,1087.5,0,2002,1955,27,21331,1285,0,12311,0,8470,22,1054,6.4000000000000001E-2,5.0000000000000001E-3,0]
["318_16",318,10,"318_10",874,1,20,16,1087.5,0,2002,1955,27,21372,1287,0,12311,0,8507,26,1054,6.4000000000000001E-2,5.0000000000000001E-3,0]
["318_17",318,11,"318_11",874,1,20,17,1087.5,0,2002,1955,27,22529,1349,0,12311,0,9753,69,1054,6.4000000000000001E-2,1.4E-2,0]
["318_18",318,12,"318_12",874,1,20,18,1087.5,0,2002,1955,27,24422,1461,0,12311,0,11985,260,1054,6.4000000000000001E-2,5.2999999999999999E-2,0]
["318_19",318,13,"318_13",874,1,20,19,1087.5,0,2002,1955,27,25905,1521,0,12311,0,13176,551,1054,6.4000000000000001E-2,0.113,0]
["318_20",318,14,"318_14",874,1,20,20,1087.5,0,2002,1955,27,26374,1543,0,12311,0,13633,564,1054,6.4000000000000001E-2,0.115,0]
["318_21",318,15,"318_15",874,1,20,21,1087.5,0,2002,1955,27,24637,1432,0,12311,0,11408,522,1054,6.4000000000000001E-2,0.107,0]
["318_22",318,16,"318_16",874,1,20,22,1087.5,0,2002,1955,27,21637,1269,0,12311,0,8139,514,1054,6.4000000000000001E-2,0.105,0]
["319_21",319,1,"319_1",874,1,23,21,35.6,0,2002,1955,27,24718,1370,0,12207,0,10315,2851,1157,7.0999999999999994E-2,0.58199999999999996,0]
["319_22",319,2,"319_2",874,1,23,22,325.3,0,2002,1955,27,21775,1214,0,12207,0,7199,2458,1157,7.0999999999999994E-2,0.502,0]
["320_7",320,1,"320_1",874,1,26,7,1045.8,0,2002,1955,27,24308,3481,0,12263,0,11775,48,1101,6.7000000000000004E-2,0.01,0]
["320_8",320,2,"320_2",874,1,26,8,1045.8,0,2002,1955,27,27739,1640,0,12263,0,15635,16,1101,6.7000000000000004E-2,3.0000000000000001E-3,0]
["320_9",320,3,"320_3",874,1,26,9,1045.8,0,2002,1955,27,27510,1628,0,12263,0,15397,25,1101,6.7000000000000004E-2,5.0000000000000001E-3,0]
["320_10",320,4,"320_4",874,1,26,10,1045.8,0,2002,1955,27,26472,1578,0,12263,0,14384,0,1101,6.7000000000000004E-2,0,0]
["320_11",320,5,"320_5",874,1,26,11,1045.8,0,2002,1955,27,25327,1500,0,12263,0,12842,0,1101,6.7000000000000004E-2,0,0]
["320_12",320,6,"320_6",874,1,26,12,1045.8,0,2002,1955,27,24006,1428,0,12263,0,11388,0,1101,6.7000000000000004E-2,0,0]
["320_13",320,7,"320_7",874,1,26,13,1045.8,0,2002,1955,27,22994,1371,0,12263,0,10244,0,1101,6.7000000000000004E-2,0,0]
["320_14",320,8,"320_8",874,1,26,14,1045.8,0,2002,1955,27,22242,1333,0,12263,0,9492,0,1101,6.7000000000000004E-2,0,0]
["320_15",320,9,"320_9",874,1,26,15,968.2,0,2002,1955,27,21681,1310,0,12341,0,8930,1,1024,6.3E-2,0,0]
["320_16",320,10,"320_10",874,1,26,16,809.8,0,2002,1955,27,21852,1330,0,12499,0,9101,0,865,5.2999999999999999E-2,0,0]
["320_17",320,11,"320_11",874,1,26,17,952.7,0,2002,1955,27,23418,1405,0,12356,0,10799,1,1008,6.2E-2,0,0]
["320_18",320,12,"320_12",874,1,26,18,776.2,0,2002,1955,27,25729,1557,0,12533,0,13585,56,832,5.0999999999999997E-2,1.2E-2,0]
["320_19",320,13,"320_13",874,1,26,19,514.79999999999995,0,2002,1955,27,27097,1638,0,12794,0,14846,163,570,3.5000000000000003E-2,3.3000000000000002E-2,0]
["320_20",320,14,"320_14",874,1,26,20,514.79999999999995,0,2002,1955,27,27086,1637,0,12794,0,14832,166,570,3.5000000000000003E-2,3.4000000000000002E-2,0]
[{"$f":"CONCATENATE(B3543,\"_\",H3543)","v":"320_21"},{"$f":"IF(E3543=E3542,    (IF(F3543=F3542,    (IF(G3543=G3542,   (IF(H3543=H3542+1,B3542,B3542+1)), (IF(AND(G3543=G3542+1,H3543=1,H3542=24),B3542,B3542+1)))), B3542+1)), B3542+1)","v":320},{"$f":"IF(B3543=B3542,C3542+1,1)","v":15},{"$f":"CONCATENATE(B3543,\"_\",C3543)","v":"320_15"},874,1,26,21,514.79999999999995,0,2002,1955,27,25212,1520,0,12794,0,12483,111,570,3.5000000000000003E-2,2.3E-2,0]
["320_22",320,16,"320_16",874,1,26,22,514.5,0,2002,1955,27,22246,1358,0,12794,0,9258,94,570,3.5000000000000003E-2,1.9E-2,0]
["321_8",321,1,"321_1",874,1,29,8,23.8,0,2002,1955,27,27540,1691,0,12720,0,16011,6,645,3.9E-2,1E-3,0]
["321_9",321,2,"321_2",874,1,29,9,886,0,2002,1955,27,27566,1649,0,12720,0,15176,5,645,3.9E-2,1E-3,0]
["321_10",321,3,"321_3",874,1,29,10,886,0,2002,1955,27,26659,1604,0,12720,0,14272,2,645,3.9E-2,0,0]
["321_11",321,4,"321_4",874,1,29,11,886,0,2002,1955,27,25496,1526,0,12720,0,12711,3,645,3.9E-2,1E-3,0]
["321_12",321,5,"321_5",874,1,29,12,886,0,2002,1955,27,24120,1451,0,12720,0,11203,2,645,3.9E-2,0,0]
["321_13",321,6,"321_6",874,1,29,13,896.7,0,2002,1955,27,23034,1389,0,12709,0,9985,1,655,0.04,0,0]
["321_14",321,7,"321_7",874,1,29,14,897,0,2002,1955,27,22211,1347,0,12709,0,9152,12,656,0.04,3.0000000000000001E-3,0]
["321_15",321,8,"321_8",874,1,29,15,897,0,2002,1955,27,21634,1318,0,12709,0,8570,17,656,0.04,4.0000000000000001E-3,0]
["321_16",321,9,"321_9",874,1,29,16,897,0,2002,1955,27,21862,1330,0,12709,0,8806,9,656,0.04,2E-3,0]
["321_17",321,10,"321_10",874,1,29,17,897,0,2002,1955,27,23624,1423,0,12709,0,10658,51,656,0.04,0.01,0]
["321_18",321,11,"321_11",874,1,29,18,897,0,2002,1955,27,26102,1570,0,12709,0,13610,107,656,0.04,2.1999999999999999E-2,0]
["321_19",321,12,"321_12",874,1,29,19,900.6,0,2002,1955,27,27358,1628,0,12705,0,14769,204,659,0.04,4.2000000000000003E-2,0]
["321_20",321,13,"321_13",874,1,29,20,901.9,0,2002,1955,27,27103,1612,0,12704,0,14452,266,660,0.04,5.5E-2,0]
["321_21",321,14,"321_14",874,1,29,21,901.9,0,2002,1955,27,25212,1491,0,12704,0,12032,265,660,0.04,5.3999999999999999E-2,0]
["321_22",321,15,"321_15",874,1,29,22,901.9,0,2002,1955,27,22356,1340,0,12704,0,9023,142,660,0.04,2.9000000000000001E-2,0]
["322_20",322,1,"322_1",874,1,30,20,340.3,0,2002,1955,27,26344,1514,0,12301,0,13057,1866,1063,6.5000000000000002E-2,0.38100000000000001,0]
["322_21",322,2,"322_2",874,1,30,21,944.7,0,2002,1955,27,24512,1366,0,12286,0,10118,1854,1078,6.6000000000000003E-2,0.379,0]
["322_22",322,3,"322_3",874,1,30,22,950,0,2002,1955,27,21745,1233,0,12281,0,7458,1471,1083,6.6000000000000003E-2,0.30099999999999999,0]
["323_6",323,1,"323_1",882,4,11,6,1512.7,0,1930,1963,35,26554,3502,0,14793,3400,6420,328,681,3.6999999999999998E-2,6.7000000000000004E-2,0]
["323_7",323,2,"323_2",882,4,11,7,3059.9,0,1930,1963,35,33577,3502,0,14806,2500,13508,324,668,3.5999999999999997E-2,6.6000000000000003E-2,0]
["323_8",323,3,"323_3",882,4,11,8,3054.6,0,1930,1963,35,38435,2760,0,14811,2500,18741,345,663,3.5999999999999997E-2,7.0999999999999994E-2,0]
["323_9",323,4,"323_4",882,4,11,9,3054.6,0,1930,1963,35,39286,2760,0,14811,2500,19581,357,663,3.5999999999999997E-2,7.2999999999999995E-2,0]
["323_10",323,5,"323_5",882,4,11,10,3054.6,0,1930,1963,35,38682,2760,0,14811,2500,18983,351,663,3.5999999999999997E-2,7.1999999999999995E-2,0]
["323_11",323,6,"323_6",882,4,11,11,3054.6,0,1930,1963,35,37441,2760,0,14811,2500,17693,400,663,3.5999999999999997E-2,8.2000000000000003E-2,0]
["323_12",323,7,"323_7",882,4,11,12,3054.6,0,1930,1963,35,35591,2760,0,14811,2500,15457,389,663,3.5999999999999997E-2,7.9000000000000001E-2,0]
["323_13",323,8,"323_8",882,4,11,13,3054.6,0,1930,1963,35,33951,2760,0,14811,2500,13863,210,663,3.5999999999999997E-2,4.2999999999999997E-2,0]
["323_14",323,9,"323_9",882,4,11,14,3054.6,0,1930,1963,35,32638,2760,0,14811,2500,12551,77,663,3.5999999999999997E-2,1.6E-2,0]
["323_15",323,10,"323_10",882,4,11,15,3054.6,0,1930,1963,35,31814,2760,0,14811,2500,11757,47,663,3.5999999999999997E-2,0.01,0]
["323_16",323,11,"323_11",882,4,11,16,3054.6,0,1930,1963,35,32517,2760,0,14811,2500,12456,50,663,3.5999999999999997E-2,0.01,0]
["323_17",323,12,"323_12",882,4,11,17,3054.6,0,1930,1963,35,36079,2760,0,14811,2500,16149,51,663,3.5999999999999997E-2,1.0999999999999999E-2,0]
["323_18",323,13,"323_13",882,4,11,18,3054.6,0,1930,1963,35,40150,2760,0,14811,2500,20761,40,663,3.5999999999999997E-2,8.0000000000000002E-3,0]
["323_19",323,14,"323_14",882,4,11,19,3054.6,0,1930,1963,35,40162,2760,0,14811,2500,20651,163,663,3.5999999999999997E-2,3.3000000000000002E-2,0]
["323_20",323,15,"323_15",882,4,11,20,3055.8,0,1930,1963,35,38813,2760,0,14810,2500,19083,382,664,3.5999999999999997E-2,7.8E-2,0]
["323_21",323,16,"323_16",882,4,11,21,3056.3,0,1930,1963,35,36570,2760,0,14809,2500,16077,615,664,3.5999999999999997E-2,0.126,0]
["323_22",323,17,"323_17",882,4,11,22,3056.3,0,1930,1963,35,32623,2760,0,14809,2500,11590,947,664,3.5999999999999997E-2,0.19400000000000001,0]
["323_23",323,18,"323_18",882,4,11,23,1786.8,0,1930,1963,35,27820,2760,0,14757,3400,6420,1355,717,3.9E-2,0.27700000000000002,0]
["324_6",324,1,"324_1",882,4,12,6,408.8,0,1930,1963,35,27011,3502,0,14698,3400,6439,1965,776,4.2000000000000003E-2,0.40100000000000002,0]
["324_7",324,2,"324_2",882,4,12,7,3339.4,0,1930,1963,35,34314,3502,0,14698,2500,12654,1742,776,4.2000000000000003E-2,0.35599999999999998,0]
["324_8",324,3,"324_3",882,4,12,8,3339.4,0,1930,1963,35,39244,2760,0,14698,2500,18456,1269,776,4.2000000000000003E-2,0.25900000000000001,0]
["324_9",324,4,"324_4",882,4,12,9,3333.2,0,1930,1963,35,39927,2760,0,14704,2500,19450,957,770,4.2000000000000003E-2,0.19600000000000001,0]
["324_10",324,5,"324_5",882,4,12,10,3331.7,0,1930,1963,35,39184,2760,0,14705,2500,19015,649,768,4.2000000000000003E-2,0.13300000000000001,0]
["324_11",324,6,"324_6",882,4,12,11,3331.7,0,1930,1963,35,37871,2760,0,14705,2500,17948,403,768,4.2000000000000003E-2,8.2000000000000003E-2,0]
["324_12",324,7,"324_7",882,4,12,12,3333.1,0,1930,1963,35,35976,2760,0,14704,2500,15816,242,770,4.2000000000000003E-2,0.05,0]
["324_13",324,8,"324_8",882,4,12,13,3336.1,0,1930,1963,35,34313,2760,0,14701,2500,14095,168,773,4.2000000000000003E-2,3.4000000000000002E-2,0]
["324_14",324,9,"324_9",882,4,12,14,3799.7,0,1930,1963,35,32995,2760,0,14237,2500,12705,108,1236,6.7000000000000004E-2,2.1999999999999999E-2,0]
["324_15",324,10,"324_10",882,4,12,15,3850.1,0,1930,1963,35,32159,2760,0,14187,2500,11912,65,1287,7.0000000000000007E-2,1.2999999999999999E-2,0]
["324_16",324,11,"324_11",882,4,12,16,3693.1,0,1930,1963,35,32844,2760,0,14344,2500,12595,67,1130,6.0999999999999999E-2,1.4E-2,0]
["324_17",324,12,"324_12",882,4,12,17,3329.1,0,1930,1963,35,36373,2760,0,14708,2500,16156,167,766,4.1000000000000002E-2,3.4000000000000002E-2,0]
["324_18",324,13,"324_13",882,4,12,18,3329,0,1930,1963,35,40477,2760,0,14708,2500,20747,211,766,4.1000000000000002E-2,4.2999999999999997E-2,0]
["324_19",324,14,"324_14",882,4,12,19,3210.1,0,1930,1963,35,40533,2760,0,14827,2500,20855,158,647,3.5000000000000003E-2,3.2000000000000001E-2,0]
["324_20",324,15,"324_15",882,4,12,20,3210.1,0,1930,1963,35,39129,2760,0,14827,2500,19465,144,647,3.5000000000000003E-2,2.9000000000000001E-2,0]
["324_21",324,16,"324_16",882,4,12,21,3210.1,0,1930,1963,35,36845,2760,0,14827,2500,16676,119,647,3.5000000000000003E-2,2.4E-2,0]
["324_22",324,17,"324_17",882,4,12,22,3210.1,0,1930,1963,35,32887,2760,0,14827,2500,12523,107,647,3.5000000000000003E-2,2.1999999999999999E-2,0]
["324_23",324,18,"324_18",882,4,12,23,2337.1999999999998,0,1930,1963,35,28076,2760,0,14830,3400,7350,58,644,3.5000000000000003E-2,1.2E-2,0]
["325_18",325,1,"325_1",884,3,17,18,0,414.2,1932,1965,37,46257,2891,0,14695,2500,29926,33,750,4.1000000000000002E-2,7.0000000000000001E-3,0]
["326_7",326,1,"326_1",886,12,13,7,289.3,0,1934,1967,39,17352,1501,0,11921,0,6085,16,1452,8.8999999999999996E-2,3.0000000000000001E-3,0]
["326_8",326,2,"326_2",886,12,13,8,289.3,0,1934,1967,39,20295,1306,0,11921,0,9440,1,1452,8.8999999999999996E-2,0,0]
["326_9",326,3,"326_3",886,12,13,9,289.3,0,1934,1967,39,22858,1435,0,11921,0,12004,0,1452,8.8999999999999996E-2,0,0]
["326_10",326,4,"326_4",886,12,13,10,462.3,0,1934,1967,39,24818,1521,0,11748,0,13964,0,1625,9.9000000000000005E-2,0,0]
["326_11",326,5,"326_5",886,12,13,11,719.2,0,1934,1967,39,26086,1546,0,11491,0,14835,0,1882,0.115,0,0]
["326_12",326,6,"326_6",886,12,13,12,719.1,0,1934,1967,39,26686,1570,0,11491,0,15302,0,1882,0.115,0,0]
["326_13",326,7,"326_7",886,12,13,13,719.1,0,1934,1967,39,27082,1583,0,11491,0,15566,0,1882,0.115,0,0]
[{"$f":"CONCATENATE(B3607,\"_\",H3607)","v":"326_14"},{"$f":"IF(E3607=E3606,    (IF(F3607=F3606,    (IF(G3607=G3606,   (IF(H3607=H3606+1,B3606,B3606+1)), (IF(AND(G3607=G3606+1,H3607=1,H3606=24),B3606,B3606+1)))), B3606+1)), B3606+1)","v":326},{"$f":"IF(B3607=B3606,C3606+1,1)","v":8},{"$f":"CONCATENATE(B3607,\"_\",C3607)","v":"326_8"},886,12,13,14,719.1,0,1934,1967,39,27385,1598,0,11491,0,15865,4,1882,0.115,1E-3,0]
["326_15",326,9,"326_9",886,12,13,15,719.1,0,1934,1967,39,27557,1606,0,11491,0,16024,17,1882,0.115,4.0000000000000001E-3,0]
["326_16",326,10,"326_10",886,12,13,16,719.1,0,1934,1967,39,27720,1613,0,11491,0,16174,30,1882,0.115,6.0000000000000001E-3,0]
["326_17",326,11,"326_11",886,12,13,17,811.5,0,1934,1967,39,28050,1629,0,11399,0,16627,40,1974,0.121,8.0000000000000002E-3,0]
["326_18",326,12,"326_12",886,12,13,18,833.5,0,1934,1967,39,28080,1654,0,11377,0,17159,67,1996,0.122,1.4E-2,0]
["326_19",326,13,"326_13",886,12,13,19,833.1,0,1934,1967,39,27100,1593,0,11377,0,15925,321,1996,0.122,6.6000000000000003E-2,0]
["326_20",326,14,"326_14",886,12,13,20,833.1,0,1934,1967,39,26089,1534,0,11377,0,14743,492,1996,0.122,0.1,0]
["326_21",326,15,"326_15",886,12,13,21,846.4,0,1934,1967,39,26509,1519,0,11364,0,14465,660,2009,0.123,0.13500000000000001,0]
["326_22",326,16,"326_16",886,12,13,22,850.2,0,1934,1967,39,25215,1433,0,11360,0,12750,882,2013,0.123,0.18,0]
["327_18",327,1,"327_1",886,13,1,18,314.8,0,1934,1967,39,28068,1687,0,11785,0,17234,100,1588,9.7000000000000003E-2,0.02,0]
["327_19",327,2,"327_2",886,13,1,19,1086.4000000000001,0,1934,1967,39,27148,1601,0,11785,0,15529,113,1588,9.7000000000000003E-2,2.3E-2,0]
["327_20",327,3,"327_3",886,13,1,20,1086,0,1934,1967,39,26279,1553,0,11785,0,14561,212,1588,9.7000000000000003E-2,4.2999999999999997E-2,0]
["327_21",327,4,"327_4",886,13,1,21,867.1,0,1934,1967,39,26756,1558,0,12004,0,14364,224,1369,8.4000000000000005E-2,4.5999999999999999E-2,0]
["327_22",327,5,"327_5",886,13,1,22,705.7,0,1934,1967,39,25222,1487,0,12166,0,12701,122,1207,7.3999999999999996E-2,2.5000000000000001E-2,0]
["328_15",328,1,"328_1",886,13,2,15,958.6,0,1934,1967,39,28003,1616,0,11702,0,15935,111,1671,0.10199999999999999,2.3E-2,0]
["328_16",328,2,"328_2",886,13,2,16,1386.7,0,1934,1967,39,28157,1600,0,11702,0,15621,151,1671,0.10199999999999999,3.1E-2,0]
["328_17",328,3,"328_3",886,13,2,17,1393.7,0,1934,1967,39,28460,1618,0,11695,0,15984,223,1678,0.10299999999999999,4.5999999999999999E-2,0]
["328_18",328,4,"328_4",886,13,2,18,1395.2,0,1934,1967,39,28501,1641,0,11693,0,16443,335,1680,0.10299999999999999,6.9000000000000006E-2,0]
["328_19",328,5,"328_5",886,13,2,19,1395.2,0,1934,1967,39,27564,1583,0,11693,0,15288,554,1680,0.10299999999999999,0.113,0]
["328_20",328,6,"328_6",886,13,2,20,1395.2,0,1934,1967,39,26712,1518,0,11693,0,13985,1005,1680,0.10299999999999999,0.20499999999999999,0]
["328_21",328,7,"328_7",886,13,2,21,1590.3,0,1934,1967,39,27215,1448,0,11498,0,12856,1974,1875,0.115,0.40300000000000002,0]
["328_22",328,8,"328_8",886,13,2,22,1679.8,0,1934,1967,39,25616,1311,0,11409,0,10240,2760,1964,0.12,0.56399999999999995,0]
["329_10",329,1,"329_1",886,13,9,10,206.4,0,1934,1967,39,23748,1467,0,11173,0,13705,28,2199,0.13400000000000001,6.0000000000000001E-3,0]
["329_11",329,2,"329_2",886,13,9,11,641.5,0,1934,1967,39,24710,1468,0,11173,0,13726,5,2199,0.13400000000000001,1E-3,0]
["329_12",329,3,"329_3",886,13,9,12,641.5,0,1934,1967,39,25110,1488,0,11173,0,14127,4,2199,0.13400000000000001,1E-3,0]
["330_9",330,1,"330_1",888,3,29,9,305.2,0,1936,1969,41,36633,2891,0,13946,2500,20767,12,1505,8.2000000000000003E-2,3.0000000000000001E-3,0]
["330_10",330,2,"330_2",888,3,29,10,393,0,1936,1969,41,36325,2891,0,13946,2500,20368,16,1505,8.2000000000000003E-2,3.0000000000000001E-3,0]
["330_11",330,3,"330_3",888,3,29,11,393,0,1936,1969,41,35283,2891,0,13946,2500,18794,18,1505,8.2000000000000003E-2,4.0000000000000001E-3,0]
["330_12",330,4,"330_4",888,3,29,12,393,0,1936,1969,41,33615,2891,0,13946,2500,16992,20,1505,8.2000000000000003E-2,4.0000000000000001E-3,0]
["330_13",330,5,"330_5",888,3,29,13,393,0,1936,1969,41,32113,2891,0,13946,2500,15357,20,1505,8.2000000000000003E-2,4.0000000000000001E-3,0]
["330_14",330,6,"330_6",888,3,29,14,393,0,1936,1969,41,30897,2891,0,13946,2500,14130,31,1505,8.2000000000000003E-2,6.0000000000000001E-3,0]
["330_15",330,7,"330_7",888,3,29,15,393,0,1936,1969,41,30221,2891,0,13946,2500,13517,100,1505,8.2000000000000003E-2,2.1000000000000001E-2,0]
["330_16",330,8,"330_8",888,3,29,16,393,0,1936,1969,41,31072,2891,0,13946,2500,14348,121,1505,8.2000000000000003E-2,2.5000000000000001E-2,0]
["330_17",330,9,"330_9",888,3,29,17,393,0,1936,1969,41,34928,2891,0,13946,2500,18361,96,1505,8.2000000000000003E-2,0.02,0]
["330_18",330,10,"330_10",888,3,29,18,230.1,0,1936,1969,41,38462,2891,0,14109,2500,22404,117,1342,7.2999999999999995E-2,2.4E-2,0]
["331_7",331,1,"331_1",888,3,30,7,1788.9,0,1936,1969,41,35947,3667,0,15172,2500,16982,4,279,1.4999999999999999E-2,1E-3,0]
["331_8",331,2,"331_2",888,3,30,8,2100.5,0,1936,1969,41,41206,2891,0,15159,2500,22344,0,292,1.6E-2,0,0]
["331_9",331,3,"331_3",888,3,30,9,2343.8000000000002,0,1936,1969,41,42610,2891,0,14916,2500,23748,0,535,2.9000000000000001E-2,0,0]
["331_10",331,4,"331_4",888,3,30,10,2389.5,0,1936,1969,41,42321,2891,0,14870,2500,23459,0,581,3.1E-2,0,0]
["331_11",331,5,"331_5",888,3,30,11,2393,0,1936,1969,41,41117,2891,0,14866,2500,21725,0,585,3.2000000000000001E-2,0,0]
["331_12",331,6,"331_6",888,3,30,12,2400.5,0,1936,1969,41,39162,2891,0,14859,2500,19638,0,592,3.2000000000000001E-2,0,0]
["331_13",331,7,"331_7",888,3,30,13,2400.8000000000002,0,1936,1969,41,37383,2891,0,14858,2500,17727,0,592,3.2000000000000001E-2,0,0]
["331_14",331,8,"331_8",888,3,30,14,2401.3000000000002,0,1936,1969,41,35941,2891,0,14858,2500,16285,0,593,3.2000000000000001E-2,0,0]
["331_15",331,9,"331_9",888,3,30,15,2401.3000000000002,0,1936,1969,41,35128,2891,0,14858,2500,15604,0,593,3.2000000000000001E-2,0,0]
["331_16",331,10,"331_10",888,3,30,16,2401.3000000000002,0,1936,1969,41,36097,2891,0,14858,2500,16573,0,593,3.2000000000000001E-2,0,0]
["331_17",331,11,"331_11",888,3,30,17,2401.3000000000002,0,1936,1969,41,40543,2891,0,14858,2500,21140,11,593,3.2000000000000001E-2,2E-3,0]
["331_18",331,12,"331_12",888,3,30,18,2397.1999999999998,0,1936,1969,41,44660,2891,0,14862,2500,25784,14,589,3.2000000000000001E-2,3.0000000000000001E-3,0]
["331_19",331,13,"331_13",888,3,30,19,2311,0,1936,1969,41,43857,2891,0,14948,2500,24932,63,503,2.7E-2,1.2999999999999999E-2,0]
["331_20",331,14,"331_14",888,3,30,20,2043,0,1936,1969,41,42295,2891,0,15216,2500,23365,68,235,1.2999999999999999E-2,1.4E-2,0]
["331_21",331,15,"331_15",888,3,30,21,2016.6,0,1936,1969,41,39973,2891,0,15243,2500,20436,13,208,1.0999999999999999E-2,3.0000000000000001E-3,0]
["331_22",331,16,"331_16",888,3,30,22,2013.1,0,1936,1969,41,35843,2891,0,15246,2500,16165,4,205,1.0999999999999999E-2,1E-3,0]
["331_23",331,17,"331_17",888,3,30,23,1139.0999999999999,0,1936,1969,41,30743,2891,0,15252,3400,10685,0,199,1.0999999999999999E-2,0,0]
["332_8",332,1,"332_1",892,3,8,8,1085,0,1940,1973,45,40755,2891,0,14473,2500,23519,76,978,5.2999999999999999E-2,1.6E-2,0]
["332_9",332,2,"332_2",892,3,8,9,2152.1999999999998,0,1940,1973,45,41691,2891,0,14303,2500,23572,61,1147,6.2E-2,1.2E-2,0]
["332_10",332,3,"332_3",892,3,8,10,2153.6999999999998,0,1940,1973,45,41031,2891,0,14302,2500,22947,25,1149,6.2E-2,5.0000000000000001E-3,0]
["332_11",332,4,"332_4",892,3,8,11,2175.6,0,1940,1973,45,39630,2891,0,14280,2500,21033,9,1171,6.3E-2,2E-3,0]
["332_12",332,5,"332_5",892,3,8,12,2181.4,0,1940,1973,45,37657,2891,0,14274,2500,18929,7,1177,6.4000000000000001E-2,2E-3,0]
["332_13",332,6,"332_6",892,3,8,13,1877.7,0,1940,1973,45,35996,2891,0,14578,2500,17132,11,873,4.7E-2,2E-3,0]
["332_14",332,7,"332_7",892,3,8,14,1877.7,0,1940,1973,45,34672,2891,0,14578,2500,15781,38,873,4.7E-2,8.0000000000000002E-3,0]
["332_15",332,8,"332_8",892,3,8,15,1877.7,0,1940,1973,45,34031,2891,0,14578,2500,15261,50,873,4.7E-2,0.01,0]
["332_16",332,9,"332_9",892,3,8,16,2123,0,1940,1973,45,35188,2891,0,14333,2500,16412,56,1118,6.0999999999999999E-2,1.0999999999999999E-2,0]
["332_17",332,10,"332_10",892,3,8,17,2158.6999999999998,0,1940,1973,45,40086,2891,0,14297,2500,21456,42,1154,6.3E-2,8.9999999999999993E-3,0]
["332_18",332,11,"332_11",892,3,8,18,1720.1,0,1940,1973,45,44449,2891,0,14735,2500,26361,30,715,3.9E-2,6.0000000000000001E-3,0]
["332_19",332,12,"332_12",892,3,8,19,1628.7,0,1940,1973,45,43539,2891,0,14827,2500,25464,17,624,3.4000000000000002E-2,4.0000000000000001E-3,0]
[{"$f":"CONCATENATE(B3671,\"_\",H3671)","v":"332_20"},{"$f":"IF(E3671=E3670,    (IF(F3671=F3670,    (IF(G3671=G3670,   (IF(H3671=H3670+1,B3670,B3670+1)), (IF(AND(G3671=G3670+1,H3671=1,H3670=24),B3670,B3670+1)))), B3670+1)), B3670+1)","v":332},{"$f":"IF(B3671=B3670,C3670+1,1)","v":13},{"$f":"CONCATENATE(B3671,\"_\",C3671)","v":"332_13"},892,3,8,20,1628.7,0,1940,1973,45,41357,2891,0,14827,2500,23271,27,624,3.4000000000000002E-2,6.0000000000000001E-3,0]
["332_21",332,14,"332_14",892,3,8,21,1628.7,0,1940,1973,45,39044,2891,0,14827,2500,20286,38,624,3.4000000000000002E-2,8.0000000000000002E-3,0]
["332_22",332,15,"332_15",892,3,8,22,1628.7,0,1940,1973,45,35200,2891,0,14827,2500,16237,93,624,3.4000000000000002E-2,1.9E-2,0]
["332_23",332,16,"332_16",892,3,8,23,760.8,0,1940,1973,45,30010,2891,0,14827,3400,10641,116,624,3.4000000000000002E-2,2.4E-2,0]
["333_8",333,1,"333_1",892,3,9,8,330.6,0,1940,1973,45,38372,2891,0,13994,2500,21225,1219,1456,7.9000000000000001E-2,0.249,0]
["333_9",333,2,"333_2",892,3,9,9,479.8,0,1940,1973,45,39401,2891,0,13993,2500,22324,1002,1458,7.9000000000000001E-2,0.20499999999999999,0]
["333_10",333,3,"333_3",892,3,9,10,479.8,0,1940,1973,45,38877,2891,0,13993,2500,22082,720,1458,7.9000000000000001E-2,0.14699999999999999,0]
["333_11",333,4,"333_4",892,3,9,11,477.9,0,1940,1973,45,37583,2891,0,13995,2500,20330,648,1456,7.9000000000000001E-2,0.13200000000000001,0]
["333_12",333,5,"333_5",892,3,9,12,471.7,0,1940,1973,45,35718,2891,0,14001,2500,18340,641,1450,7.9000000000000001E-2,0.13100000000000001,0]
["333_13",333,6,"333_6",892,3,9,13,471.7,0,1940,1973,45,34124,2891,0,14001,2500,16722,532,1450,7.9000000000000001E-2,0.109,0]
["333_14",333,7,"333_7",892,3,9,14,471.7,0,1940,1973,45,32849,2891,0,14001,2500,15462,517,1450,7.9000000000000001E-2,0.106,0]
["333_15",333,8,"333_8",892,3,9,15,349.4,0,1940,1973,45,32226,2891,0,14123,2500,14897,592,1328,7.1999999999999995E-2,0.121,0]
["333_16",333,9,"333_9",892,3,9,16,224.5,0,1940,1973,45,33315,2891,0,14248,2500,15929,648,1203,6.5000000000000002E-2,0.13200000000000001,0]
["333_17",333,10,"333_10",892,3,9,17,213.7,0,1940,1973,45,37943,2891,0,14259,2500,20758,580,1192,6.5000000000000002E-2,0.11799999999999999,0]
["334_12",334,1,"334_1",896,12,13,12,89.1,0,1944,1977,49,26494,1602,0,12028,0,15203,1,1345,8.2000000000000003E-2,0,0]
["334_13",334,2,"334_2",896,12,13,13,36.9,0,1944,1977,49,26888,1618,0,12080,0,15458,8,1293,7.9000000000000001E-2,2E-3,0]
["334_14",334,3,"334_3",896,12,13,14,36.9,0,1944,1977,49,27189,1633,0,12080,0,15745,21,1293,7.9000000000000001E-2,4.0000000000000001E-3,0]
["334_15",334,4,"334_4",896,12,13,15,36.9,0,1944,1977,49,27359,1641,0,12080,0,15914,22,1293,7.9000000000000001E-2,5.0000000000000001E-3,0]
["334_16",334,5,"334_5",896,12,13,16,36.9,0,1944,1977,49,27521,1648,0,12080,0,16057,42,1293,7.9000000000000001E-2,8.9999999999999993E-3,0]
["334_17",334,6,"334_6",896,12,13,17,23.7,0,1944,1977,49,27849,1674,0,12093,0,16553,6,1280,7.8E-2,1E-3,0]
["335_7",335,1,"335_1",896,13,2,7,970.5,0,1944,1977,49,18388,3369,0,12611,0,5582,192,762,4.7E-2,3.9E-2,0]
["335_8",335,2,"335_2",896,13,2,8,1011.8,0,1944,1977,49,21401,1333,0,12611,0,8995,148,762,4.7E-2,0.03,0]
["335_9",335,3,"335_3",896,13,2,9,1024.5,0,1944,1977,49,23692,1450,0,12611,0,11352,70,762,4.7E-2,1.4E-2,0]
["335_10",335,4,"335_4",896,13,2,10,1024.5,0,1944,1977,49,25439,1538,0,12611,0,13103,66,762,4.7E-2,1.2999999999999999E-2,0]
["335_11",335,5,"335_5",896,13,2,11,1024.5,0,1944,1977,49,26624,1567,0,12611,0,13679,145,762,4.7E-2,0.03,0]
["335_12",335,6,"335_6",896,13,2,12,1024.5,0,1944,1977,49,27184,1589,0,12611,0,14128,256,762,4.7E-2,5.1999999999999998E-2,0]
["335_13",335,7,"335_7",896,13,2,13,1024.5,0,1944,1977,49,27601,1590,0,12611,0,14148,521,762,4.7E-2,0.106,0]
["335_14",335,8,"335_8",896,13,2,14,1024.5,0,1944,1977,49,27946,1604,0,12611,0,14418,595,762,4.7E-2,0.122,0]
["335_15",335,9,"335_9",896,13,2,15,1024.5,0,1944,1977,49,28131,1608,0,12611,0,14512,686,762,4.7E-2,0.14000000000000001,0]
["335_16",335,10,"335_10",896,13,2,16,1024.5,0,1944,1977,49,28285,1612,0,12611,0,14578,775,762,4.7E-2,0.158,0]
["335_17",335,11,"335_11",896,13,2,17,994.6,0,1944,1977,49,28590,1630,0,12641,0,14906,884,732,4.4999999999999998E-2,0.18099999999999999,0]
["335_18",335,12,"335_12",896,13,2,18,973.8,0,1944,1977,49,28631,1661,0,12662,0,15490,871,711,4.2999999999999997E-2,0.17799999999999999,0]
["335_19",335,13,"335_13",896,13,2,19,973.8,0,1944,1977,49,27690,1617,0,12662,0,14615,805,711,4.2999999999999997E-2,0.16500000000000001,0]
["335_20",335,14,"335_14",896,13,2,20,1000.4,0,1944,1977,49,26834,1576,0,12635,0,13836,728,738,4.4999999999999998E-2,0.14899999999999999,0]
["335_21",335,15,"335_15",896,13,2,21,1026.3,0,1944,1977,49,27339,1575,0,12609,0,13848,559,764,4.7E-2,0.114,0]
["335_22",335,16,"335_16",896,13,2,22,1032.5,0,1944,1977,49,25733,1496,0,12603,0,12267,303,770,4.7E-2,6.2E-2,0]
["336_7",336,1,"336_1",896,13,3,7,658,0,1944,1977,49,17483,3333,0,12066,0,5725,1,1307,0.08,0,0]
["336_8",336,2,"336_2",896,13,3,8,447.6,0,1944,1977,49,20345,1308,0,12254,0,9005,4,1118,6.8000000000000005E-2,1E-3,0]
["336_9",336,3,"336_3",896,13,3,9,135.30000000000001,0,1944,1977,49,22564,1442,0,12589,0,11205,0,784,4.8000000000000001E-2,0,0]
["336_10",336,4,"336_4",896,13,3,10,133.6,0,1944,1977,49,24248,1526,0,12591,0,12885,4,782,4.8000000000000001E-2,1E-3,0]
["336_11",336,5,"336_5",896,13,3,11,26.8,0,1944,1977,49,25366,1562,0,12698,0,13467,11,675,4.1000000000000002E-2,2E-3,0]
["337_15",337,1,"337_1",896,13,3,15,230.6,0,1944,1977,49,26732,1596,0,12494,0,14432,279,879,5.3999999999999999E-2,5.7000000000000002E-2,0]
["337_16",337,2,"337_2",896,13,3,16,385.2,0,1944,1977,49,26868,1590,0,12339,0,14523,324,1034,6.3E-2,6.6000000000000003E-2,0]
["337_17",337,3,"337_3",896,13,3,17,385.1,0,1944,1977,49,27143,1614,0,12339,0,14996,259,1034,6.3E-2,5.2999999999999999E-2,0]
["337_18",337,4,"337_4",896,13,3,18,385.1,0,1944,1977,49,27169,1647,0,12339,0,15668,142,1034,6.3E-2,2.9000000000000001E-2,0]
["337_19",337,5,"337_5",896,13,3,19,316.8,0,1944,1977,49,26285,1611,0,12408,0,14844,82,965,5.8999999999999997E-2,1.7000000000000001E-2,0]
["337_20",337,6,"337_6",896,13,3,20,230.1,0,1944,1977,49,25520,1581,0,12494,0,14130,31,879,5.3999999999999999E-2,6.0000000000000001E-3,0]
["337_21",337,7,"337_7",896,13,3,21,230.1,0,1944,1977,49,26029,1574,0,12494,0,13990,18,879,5.3999999999999999E-2,4.0000000000000001E-3,0]
["337_22",337,8,"337_8",896,13,3,22,230.1,0,1944,1977,49,24475,1485,0,12494,0,12216,7,879,5.3999999999999999E-2,2E-3,0]
["338_11",338,1,"338_1",905,2,23,11,1914.9,0,1953,1986,58,39174,2889,0,14422,2500,20457,387,770,4.2000000000000003E-2,7.9000000000000001E-2,0]
["338_12",338,2,"338_2",905,2,23,12,2511.6999999999998,0,1953,1986,58,37065,2889,0,14420,2500,17681,327,772,4.2000000000000003E-2,6.7000000000000004E-2,0]
["338_13",338,3,"338_3",905,2,23,13,2515.6,0,1953,1986,58,35407,2889,0,14416,2500,16017,201,776,4.2999999999999997E-2,4.1000000000000002E-2,0]
["338_14",338,4,"338_4",905,2,23,14,2506.1999999999998,0,1953,1986,58,34125,2889,0,14416,2500,14838,107,776,4.2999999999999997E-2,2.1999999999999999E-2,0]
["338_15",338,5,"338_5",905,2,23,15,2362.8000000000002,0,1953,1986,58,33476,2889,0,14508,2500,14255,93,684,3.7999999999999999E-2,1.9E-2,0]
["338_16",338,6,"338_6",905,2,23,16,2393.9,0,1953,1986,58,34516,2889,0,14538,2500,15440,19,654,3.5999999999999997E-2,4.0000000000000001E-3,0]
["338_17",338,7,"338_7",905,2,23,17,2394,0,1953,1986,58,39102,2889,0,14538,2500,20155,22,654,3.5999999999999997E-2,5.0000000000000001E-3,0]
["338_18",338,8,"338_8",905,2,23,18,2392.5,0,1953,1986,58,43808,2889,0,14539,2500,25102,178,653,3.5999999999999997E-2,3.5999999999999997E-2,0]
["338_19",338,9,"338_9",905,2,23,19,2272,0,1953,1986,58,43751,2889,0,14660,2500,24999,224,532,2.9000000000000001E-2,4.5999999999999999E-2,0]
["338_20",338,10,"338_10",905,2,23,20,2150.8000000000002,0,1953,1986,58,41425,2889,0,14781,2500,22709,188,411,2.3E-2,3.7999999999999999E-2,0]
["338_21",338,11,"338_11",905,2,23,21,2150.8000000000002,0,1953,1986,58,38851,2889,0,14781,2500,19548,246,411,2.3E-2,0.05,0]
["338_22",338,12,"338_12",905,2,23,22,2150.8000000000002,0,1953,1986,58,34983,2889,0,14781,2500,15294,325,411,2.3E-2,6.6000000000000003E-2,0]
["338_23",338,13,"338_13",905,2,23,23,952.3,0,1953,1986,58,29649,2889,0,14690,3400,10185,278,502,2.8000000000000001E-2,5.7000000000000002E-2,0]
["339_6",339,1,"339_1",905,2,24,6,1233.7,0,1953,1986,58,27867,3544,0,14642,3400,8431,17,550,0.03,3.0000000000000001E-3,0]
["339_7",339,2,"339_2",905,2,24,7,2103.6,0,1953,1986,58,35477,3544,0,14642,2500,16718,20,550,0.03,4.0000000000000001E-3,0]
[{"$f":"CONCATENATE(B3735,\"_\",H3735)","v":"339_8"},{"$f":"IF(E3735=E3734,    (IF(F3735=F3734,    (IF(G3735=G3734,   (IF(H3735=H3734+1,B3734,B3734+1)), (IF(AND(G3735=G3734+1,H3735=1,H3734=24),B3734,B3734+1)))), B3734+1)), B3734+1)","v":339},{"$f":"IF(B3735=B3734,C3734+1,1)","v":3},{"$f":"CONCATENATE(B3735,\"_\",C3735)","v":"339_3"},905,2,24,8,2061.6999999999998,0,1953,1986,58,40538,2889,0,14684,2500,22173,24,508,2.8000000000000001E-2,5.0000000000000001E-3,0]
["339_9",339,4,"339_4",905,2,24,9,1669.7,0,1953,1986,58,40903,2889,0,15076,2500,22516,46,116,6.0000000000000001E-3,8.9999999999999993E-3,0]
["339_10",339,5,"339_5",905,2,24,10,1672.3,0,1953,1986,58,39783,2889,0,15074,2500,21344,97,118,7.0000000000000001E-3,0.02,0]
["339_11",339,6,"339_6",905,2,24,11,1696.2,0,1953,1986,58,38127,2889,0,15050,2500,19251,137,142,8.0000000000000002E-3,2.8000000000000001E-2,0]
["339_12",339,7,"339_7",905,2,24,12,1959,0,1953,1986,58,36075,2889,0,14787,2500,17153,51,405,2.1999999999999999E-2,0.01,0]
["339_13",339,8,"339_8",905,2,24,13,1963.3,0,1953,1986,58,34447,2889,0,14783,2500,15409,35,409,2.3E-2,7.0000000000000001E-3,0]
["339_14",339,9,"339_9",905,2,24,14,1919.9,0,1953,1986,58,33183,2889,0,14776,2500,14154,76,416,2.3E-2,1.6E-2,0]
["339_15",339,10,"339_10",905,2,24,15,1867.9,0,1953,1986,58,32547,2889,0,14776,2500,13563,83,416,2.3E-2,1.7000000000000001E-2,0]
["339_16",339,11,"339_11",905,2,24,16,1962.3,0,1953,1986,58,33569,2889,0,14776,2500,14635,71,416,2.3E-2,1.4E-2,0]
["339_17",339,12,"339_12",905,2,24,17,1963.2,0,1953,1986,58,38068,2889,0,14783,2500,19293,36,409,2.3E-2,7.0000000000000001E-3,0]
["339_18",339,13,"339_13",905,2,24,18,1939.8,0,1953,1986,58,42624,2889,0,14806,2500,24249,33,386,2.1000000000000001E-2,7.0000000000000001E-3,0]
["339_19",339,14,"339_14",905,2,24,19,1939.7,0,1953,1986,58,42490,2889,0,14806,2500,24121,27,386,2.1000000000000001E-2,6.0000000000000001E-3,0]
["339_20",339,15,"339_15",905,2,24,20,1939.7,0,1953,1986,58,40214,2889,0,14806,2500,21856,16,386,2.1000000000000001E-2,3.0000000000000001E-3,0]
["339_21",339,16,"339_16",905,2,24,21,1930.7,0,1953,1986,58,37744,2889,0,14815,2500,18845,28,377,2.1000000000000001E-2,6.0000000000000001E-3,0]
["339_22",339,17,"339_17",905,2,24,22,1919.8,0,1953,1986,58,34026,2889,0,14826,2500,14803,45,366,0.02,8.9999999999999993E-3,0]
["339_23",339,18,"339_18",905,2,24,23,1049.9000000000001,0,1953,1986,58,28885,2889,0,14826,3400,9427,39,366,0.02,8.0000000000000002E-3,0]
["340_8",340,1,"340_1",910,3,21,8,1053.4000000000001,0,1958,1991,63,40398,2891,0,14470,2500,22853,419,981,5.2999999999999999E-2,8.5999999999999993E-2,0]
["340_9",340,2,"340_2",910,3,21,9,1256.3,0,1958,1991,63,41555,2891,0,14470,2500,23825,401,981,5.2999999999999999E-2,8.2000000000000003E-2,0]
["340_10",340,3,"340_3",910,3,21,10,1256.3,0,1958,1991,63,41127,2891,0,14470,2500,23408,390,981,5.2999999999999999E-2,0.08,0]
["340_11",340,4,"340_4",910,3,21,11,1677.5,0,1958,1991,63,39914,2891,0,14049,2500,21811,245,1402,7.5999999999999998E-2,0.05,0]
["340_12",340,5,"340_5",910,3,21,12,1937.1,0,1958,1991,63,38032,2891,0,13789,2500,19587,454,1662,0.09,9.2999999999999999E-2,0]
["340_13",340,6,"340_6",910,3,21,13,1937.1,0,1958,1991,63,36372,2891,0,13789,2500,17735,514,1662,0.09,0.105,0]
["340_14",340,7,"340_7",910,3,21,14,1937.1,0,1958,1991,63,35033,2891,0,13789,2500,16331,579,1662,0.09,0.11799999999999999,0]
["340_15",340,8,"340_8",910,3,21,15,1937.1,0,1958,1991,63,34338,2891,0,13789,2500,15841,506,1662,0.09,0.10299999999999999,0]
["340_16",340,9,"340_9",910,3,21,16,1937.1,0,1958,1991,63,35419,2891,0,13789,2500,16925,503,1662,0.09,0.10299999999999999,0]
["340_17",340,10,"340_10",910,3,21,17,1937.1,0,1958,1991,63,40095,2891,0,13789,2500,21774,462,1662,0.09,9.4E-2,0]
["340_18",340,11,"340_11",910,3,21,18,2021.8,0,1958,1991,63,44156,2891,0,13704,2500,26526,302,1747,9.5000000000000001E-2,6.2E-2,0]
["340_19",340,12,"340_12",910,3,21,19,2467.1,0,1958,1991,63,43125,2891,0,13259,2500,25568,229,2192,0.11899999999999999,4.7E-2,0]
["340_20",340,13,"340_13",910,3,21,20,2467.1,0,1958,1991,63,41382,2891,0,13259,2500,23848,206,2192,0.11899999999999999,4.2000000000000003E-2,0]
["340_21",340,14,"340_14",910,3,21,21,2467.1,0,1958,1991,63,39130,2891,0,13259,2500,20964,175,2192,0.11899999999999999,3.5999999999999997E-2,0]
["340_22",340,15,"340_15",910,3,21,22,2467.1,0,1958,1991,63,35126,2891,0,13259,2500,16892,94,2192,0.11899999999999999,1.9E-2,0]
["340_23",340,16,"340_16",910,3,21,23,1599.3,0,1958,1991,63,30011,2891,0,13259,3400,11473,14,2192,0.11899999999999999,3.0000000000000001E-3,0]
["340_24",340,17,"340_17",910,3,21,24,308.10000000000002,0,1958,1991,63,25190,3667,0,13259,3400,7949,8,2192,0.11899999999999999,2E-3,0]
["341_6",341,1,"341_1",910,3,22,6,403.4,0,1958,1991,63,28117,3667,0,14158,3400,8355,1535,1293,7.0000000000000007E-2,0.314,0]
["341_7",341,2,"341_2",910,3,22,7,1299.8,0,1958,1991,63,35107,3667,0,14158,2500,16239,1411,1293,7.0000000000000007E-2,0.28799999999999998,0]
["341_8",341,3,"341_3",910,3,22,8,1299.8,0,1958,1991,63,40207,2891,0,14158,2500,21928,1219,1293,7.0000000000000007E-2,0.249,0]
["341_9",341,4,"341_4",910,3,22,9,1454.8,0,1958,1991,63,41461,2891,0,14003,2500,23399,1002,1448,7.8E-2,0.20499999999999999,0]
["341_10",341,5,"341_5",910,3,22,10,1541.7,0,1958,1991,63,41100,2891,0,13916,2500,23320,720,1535,8.3000000000000004E-2,0.14699999999999999,0]
["341_11",341,6,"341_6",910,3,22,11,1541.7,0,1958,1991,63,39902,2891,0,13916,2500,21664,648,1535,8.3000000000000004E-2,0.13200000000000001,0]
["341_12",341,7,"341_7",910,3,22,12,1541.7,0,1958,1991,63,38015,2891,0,13916,2500,19652,641,1535,8.3000000000000004E-2,0.13100000000000001,0]
["341_13",341,8,"341_8",910,3,22,13,1541.7,0,1958,1991,63,36337,2891,0,13916,2500,17950,532,1535,8.3000000000000004E-2,0.109,0]
["341_14",341,9,"341_9",910,3,22,14,1541.7,0,1958,1991,63,34979,2891,0,13916,2500,16607,517,1535,8.3000000000000004E-2,0.106,0]
["341_15",341,10,"341_10",910,3,22,15,1541.7,0,1958,1991,63,34269,2891,0,13916,2500,15955,592,1535,8.3000000000000004E-2,0.121,0]
["341_16",341,11,"341_11",910,3,22,16,1544.2,0,1958,1991,63,35333,2891,0,13913,2500,16962,648,1537,8.3000000000000004E-2,0.13200000000000001,0]
["341_17",341,12,"341_12",910,3,22,17,1544.8,0,1958,1991,63,39972,2891,0,13913,2500,21802,580,1538,8.3000000000000004E-2,0.11799999999999999,0]
["341_18",341,13,"341_13",910,3,22,18,1544.8,0,1958,1991,63,44007,2891,0,13913,2500,26503,444,1538,8.3000000000000004E-2,9.0999999999999998E-2,0]
["341_19",341,14,"341_14",910,3,22,19,1544.8,0,1958,1991,63,42985,2891,0,13913,2500,25458,467,1538,8.3000000000000004E-2,9.5000000000000001E-2,0]
["341_20",341,15,"341_15",910,3,22,20,1544.8,0,1958,1991,63,41277,2891,0,13913,2500,23961,256,1538,8.3000000000000004E-2,5.1999999999999998E-2,0]
["341_21",341,16,"341_16",910,3,22,21,1544.8,0,1958,1991,63,39040,2891,0,13913,2500,21101,217,1538,8.3000000000000004E-2,4.3999999999999997E-2,0]
["341_22",341,17,"341_17",910,3,22,22,1544.8,0,1958,1991,63,35063,2891,0,13913,2500,17000,191,1538,8.3000000000000004E-2,3.9E-2,0]
["341_23",341,18,"341_18",910,3,22,23,572.79999999999995,0,1958,1991,63,30002,2891,0,14017,3400,11596,150,1434,7.8E-2,3.1E-2,0]
["342_12",342,1,"342_1",931,4,20,12,507.3,0,1979,1935,7,35947,2760,0,14064,2500,19486,10,1410,7.5999999999999998E-2,2E-3,0]
["342_13",342,2,"342_2",931,4,20,13,1031.7,0,1979,1935,7,34181,2760,0,14113,2500,17018,6,1361,7.3999999999999996E-2,1E-3,0]
["342_14",342,3,"342_3",931,4,20,14,939.3,0,1979,1935,7,32798,2760,0,14113,2500,15601,0,1361,7.3999999999999996E-2,0,0]
["342_15",342,4,"342_4",931,4,20,15,878.5,0,1979,1935,7,31868,2760,0,14117,2500,14727,0,1357,7.2999999999999995E-2,0,0]
["342_16",342,5,"342_5",931,4,20,16,904,0,1979,1935,7,32396,2760,0,14123,2500,15206,19,1351,7.2999999999999995E-2,4.0000000000000001E-3,0]
["342_17",342,6,"342_6",931,4,20,17,1099.5,0,1979,1935,7,35541,2760,0,14123,2500,18248,58,1351,7.2999999999999995E-2,1.2E-2,0]
["342_18",342,7,"342_7",931,4,20,18,1099.5,0,1979,1935,7,39922,2760,0,14123,2500,23114,103,1351,7.2999999999999995E-2,2.1000000000000001E-2,0]
["342_19",342,8,"342_8",931,4,20,19,866.7,0,1979,1935,7,40625,2760,0,14356,2500,23788,132,1118,6.0999999999999999E-2,2.7E-2,0]
["342_20",342,9,"342_9",931,4,20,20,811.1,0,1979,1935,7,39106,2760,0,14411,2500,22210,191,1063,5.8000000000000003E-2,3.9E-2,0]
["342_21",342,10,"342_10",931,4,20,21,853.1,0,1979,1935,7,36729,2760,0,14369,2500,19346,148,1105,0.06,0.03,0]
["342_22",342,11,"342_11",931,4,20,22,682,0,1979,1935,7,32825,2760,0,14364,2500,15504,54,1110,0.06,1.0999999999999999E-2,0]
["343_10",343,1,"343_1",937,12,9,10,118.3,0,1985,1941,13,24296,1524,0,12379,0,13155,0,994,6.0999999999999999E-2,0,0]
["343_11",343,2,"343_2",937,12,9,11,1158.3,0,1985,1941,13,25561,1514,0,12321,0,13040,0,1052,6.4000000000000001E-2,0,0]
[{"$f":"CONCATENATE(B3799,\"_\",H3799)","v":"343_12"},{"$f":"IF(E3799=E3798,    (IF(F3799=F3798,    (IF(G3799=G3798,   (IF(H3799=H3798+1,B3798,B3798+1)), (IF(AND(G3799=G3798+1,H3799=1,H3798=24),B3798,B3798+1)))), B3798+1)), B3798+1)","v":343},{"$f":"IF(B3799=B3798,C3798+1,1)","v":3},{"$f":"CONCATENATE(B3799,\"_\",C3799)","v":"343_3"},937,12,9,12,896,0,1985,1941,13,26201,1558,0,12583,0,13547,1,790,4.8000000000000001E-2,0,0]
["343_13",343,4,"343_4",937,12,9,13,1214,0,1985,1941,13,26655,1550,0,12265,0,13838,32,1108,6.8000000000000005E-2,7.0000000000000001E-3,0]
["343_14",343,5,"343_5",937,12,9,14,1341.2,0,1985,1941,13,26997,1556,0,12138,0,14129,83,1235,7.4999999999999997E-2,1.7000000000000001E-2,0]
["343_15",343,6,"343_6",937,12,9,15,1116.3,0,1985,1941,13,27194,1579,0,12363,0,14264,145,1010,6.2E-2,0.03,0]
["343_16",343,7,"343_7",937,12,9,16,1096.2,0,1985,1941,13,27380,1588,0,12383,0,14427,168,990,0.06,3.4000000000000002E-2,0]
["343_17",343,8,"343_8",937,12,9,17,1096.2,0,1985,1941,13,27742,1611,0,12383,0,14881,209,990,0.06,4.2999999999999997E-2,0]
["343_18",343,9,"343_9",937,12,9,18,1097.3,0,1985,1941,13,27807,1638,0,12382,0,15419,265,991,6.0999999999999999E-2,5.3999999999999999E-2,0]
["343_19",343,10,"343_10",937,12,9,19,1099.3,0,1985,1941,13,26872,1587,0,12380,0,14409,340,993,6.0999999999999999E-2,7.0000000000000007E-2,0]
["343_20",343,11,"343_11",937,12,9,20,758.3,0,1985,1941,13,25774,1556,0,12721,0,13319,332,652,0.04,6.8000000000000005E-2,0]
["343_21",343,12,"343_12",937,12,9,21,569.29999999999995,0,1985,1941,13,26048,1561,0,12910,0,13140,255,463,2.8000000000000001E-2,5.1999999999999998E-2,0]
["343_22",343,13,"343_13",937,12,9,22,569.29999999999995,0,1985,1941,13,24896,1496,0,12910,0,11843,201,463,2.8000000000000001E-2,4.1000000000000002E-2,0]
["344_11",344,1,"344_1",937,13,4,11,285.7,0,1985,1941,13,25774,1575,0,12951,0,13373,0,422,2.5999999999999999E-2,0,0]
["344_12",344,2,"344_2",937,13,4,12,1101.3,0,1985,1941,13,26279,1558,0,12943,0,13044,27,430,2.5999999999999999E-2,6.0000000000000001E-3,0]
["344_13",344,3,"344_3",937,13,4,13,799.1,0,1985,1941,13,26635,1591,0,13245,0,13280,14,128,8.0000000000000002E-3,3.0000000000000001E-3,0]
["344_14",344,4,"344_4",937,13,4,14,730.1,0,1985,1941,13,26930,1610,0,13314,0,13570,20,59,4.0000000000000001E-3,4.0000000000000001E-3,0]
["344_15",344,5,"344_5",937,13,4,15,730.1,0,1985,1941,13,27077,1617,0,13314,0,13705,31,59,4.0000000000000001E-3,6.0000000000000001E-3,0]
["344_16",344,6,"344_6",937,13,4,16,730.1,0,1985,1941,13,27201,1623,0,13314,0,13830,30,59,4.0000000000000001E-3,6.0000000000000001E-3,0]
["344_17",344,7,"344_7",937,13,4,17,726.8,0,1985,1941,13,27461,1642,0,13317,0,14196,57,56,3.0000000000000001E-3,1.2E-2,0]
["344_18",344,8,"344_8",937,13,4,18,689.5,0,1985,1941,13,27476,1668,0,13354,0,14655,143,18,1E-3,2.9000000000000001E-2,0]
["344_19",344,9,"344_9",937,13,4,19,689.5,0,1985,1941,13,26589,1620,0,13354,0,13710,200,18,1E-3,4.1000000000000002E-2,0]
["344_20",344,10,"344_10",937,13,4,20,689.5,0,1985,1941,13,25862,1583,0,13354,0,12958,226,18,1E-3,4.5999999999999999E-2,0]
["344_21",344,11,"344_11",937,13,4,21,848.7,0,1985,1941,13,26397,1568,0,13195,0,12877,179,178,1.0999999999999999E-2,3.6999999999999998E-2,0]
["344_22",344,12,"344_12",937,13,4,22,936,0,1985,1941,13,24789,1473,0,13108,0,11101,117,265,1.6E-2,2.4E-2,0]
["345_21",345,1,"345_1",937,13,5,21,65.7,0,1985,1941,13,25225,1550,0,13110,0,12646,107,263,1.6E-2,2.1999999999999999E-2,0]
["345_22",345,2,"345_2",937,13,5,22,81.8,0,1985,1941,13,23647,1460,0,13110,0,10844,84,263,1.6E-2,1.7000000000000001E-2,0]
["346_20",346,1,"346_1",937,13,15,20,221.2,0,1985,1941,13,23531,1288,0,10615,0,10907,3154,2758,0.16800000000000001,0.64400000000000002,0]
["346_21",346,2,"346_2",937,13,15,21,503.6,0,1985,1941,13,23982,1277,0,10615,0,10675,2892,2758,0.16800000000000001,0.59099999999999997,0]
["346_22",346,3,"346_3",937,13,15,22,503.6,0,1985,1941,13,21932,1157,0,10615,0,8284,3002,2758,0.16800000000000001,0.61299999999999999,0]
["347_7",347,1,"347_1",937,13,16,7,685,0,1985,1941,13,17620,2969,0,11123,0,5184,1596,2250,0.13700000000000001,0.32600000000000001,0]
["347_8",347,2,"347_2",937,13,16,8,895.6,0,1985,1941,13,20378,1188,0,11110,0,8212,1526,2263,0.13800000000000001,0.312,0]
["347_9",347,3,"347_3",937,13,16,9,933.3,0,1985,1941,13,22077,1280,0,11073,0,10100,1337,2300,0.14000000000000001,0.27300000000000002,0]
["347_10",347,4,"347_4",937,13,16,10,932,0,1985,1941,13,23273,1338,0,11074,0,11247,1386,2299,0.14000000000000001,0.28299999999999997,0]
["347_11",347,5,"347_5",937,13,16,11,923.3,0,1985,1941,13,24036,1356,0,11083,0,11595,1271,2290,0.14000000000000001,0.26,0]
["347_12",347,6,"347_6",937,13,16,12,923.3,0,1985,1941,13,24274,1381,0,11083,0,12108,996,2290,0.14000000000000001,0.20300000000000001,0]
["347_13",347,7,"347_7",937,13,16,13,923.3,0,1985,1941,13,24451,1370,0,11083,0,11886,1263,2290,0.14000000000000001,0.25800000000000001,0]
["347_14",347,8,"347_8",937,13,16,14,923.3,0,1985,1941,13,24632,1375,0,11083,0,11993,1336,2290,0.14000000000000001,0.27300000000000002,0]
["347_15",347,9,"347_9",937,13,16,15,923.3,0,1985,1941,13,24651,1398,0,11083,0,12437,912,2290,0.14000000000000001,0.186,0]
["347_16",347,10,"347_10",937,13,16,16,923.3,0,1985,1941,13,24651,1406,0,11083,0,12611,738,2290,0.14000000000000001,0.151,0]
["347_17",347,11,"347_11",937,13,16,17,923.3,0,1985,1941,13,24733,1424,0,11083,0,12955,608,2290,0.14000000000000001,0.124,0]
["347_18",347,12,"347_12",937,13,16,18,923.3,0,1985,1941,13,24744,1453,0,11083,0,13551,553,2290,0.14000000000000001,0.113,0]
["347_19",347,13,"347_13",937,13,16,19,923.3,0,1985,1941,13,24332,1427,0,11083,0,13021,670,2290,0.14000000000000001,0.13700000000000001,0]
["347_20",347,14,"347_14",937,13,16,20,818.1,0,1985,1941,13,24391,1442,0,11188,0,13176,574,2185,0.13300000000000001,0.11700000000000001,0]
["347_21",347,15,"347_15",937,13,16,21,696.5,0,1985,1941,13,24837,1440,0,11309,0,12966,569,2063,0.126,0.11600000000000001,0]
["347_22",347,16,"347_16",937,13,16,22,715.8,0,1985,1941,13,22678,1313,0,11290,0,10460,685,2083,0.127,0.14000000000000001,0]
["348_8",348,1,"348_1",946,4,4,8,1231.2,0,1994,1950,22,37396,2760,0,14850,2500,19751,81,624,3.4000000000000002E-2,1.7000000000000001E-2,0]
["348_9",348,2,"348_2",946,4,4,9,1760.7,0,1994,1950,22,38413,2760,0,14851,2500,20224,94,623,3.4000000000000002E-2,1.9E-2,0]
["348_10",348,3,"348_3",946,4,4,10,1760.7,0,1994,1950,22,37983,2760,0,14851,2500,19822,67,623,3.4000000000000002E-2,1.4E-2,0]
["348_11",348,4,"348_4",946,4,4,11,2165.4,0,1994,1950,22,36863,2760,0,14446,2500,18762,7,1028,5.6000000000000001E-2,1E-3,0]
["348_12",348,5,"348_5",946,4,4,12,2410.6999999999998,0,1994,1950,22,35107,2760,0,14201,2500,16615,0,1273,6.9000000000000006E-2,0,0]
["348_13",348,6,"348_6",946,4,4,13,2410.6999999999998,0,1994,1950,22,33536,2760,0,14201,2500,14912,0,1273,6.9000000000000006E-2,0,0]
["348_14",348,7,"348_7",946,4,4,14,2409.6,0,1994,1950,22,32267,2760,0,14202,2500,13511,0,1272,6.9000000000000006E-2,0,0]
["348_15",348,8,"348_8",946,4,4,15,2409.1999999999998,0,1994,1950,22,31520,2760,0,14202,2500,12764,0,1272,6.9000000000000006E-2,0,0]
["348_16",348,9,"348_9",946,4,4,16,2409.1999999999998,0,1994,1950,22,32332,2760,0,14202,2500,13576,0,1272,6.9000000000000006E-2,0,0]
["348_17",348,10,"348_10",946,4,4,17,2409.4,0,1994,1950,22,36153,2760,0,14202,2500,17514,15,1272,6.9000000000000006E-2,3.0000000000000001E-3,0]
["348_18",348,11,"348_11",946,4,4,18,2627.8,0,1994,1950,22,39983,2760,0,13984,2500,21853,36,1490,8.1000000000000003E-2,7.0000000000000001E-3,0]
["348_19",348,12,"348_12",946,4,4,19,2698.4,0,1994,1950,22,39546,2760,0,13913,2500,21412,40,1561,8.4000000000000005E-2,8.0000000000000002E-3,0]
["348_20",348,13,"348_13",946,4,4,20,2690.5,0,1994,1950,22,38223,2760,0,13921,2500,20099,29,1553,8.4000000000000005E-2,6.0000000000000001E-3,0]
["348_21",348,14,"348_14",946,4,4,21,2618.9,0,1994,1950,22,36081,2760,0,13993,2500,17449,8,1481,0.08,2E-3,0]
["348_22",348,15,"348_15",946,4,4,22,2618.9,0,1994,1950,22,32222,2760,0,13993,2500,13390,0,1481,0.08,0,0]
["348_23",348,16,"348_16",946,4,4,23,1746.5,0,1994,1950,22,27491,2760,0,13995,3400,8249,0,1479,0.08,0,0]
["349_23",349,1,"349_1",946,4,15,23,1588.1,0,1994,1950,22,28046,2760,0,14153,3400,8509,295,1321,7.0999999999999994E-2,0.06,0]
["350_7",350,1,"350_1",946,4,16,7,418.8,0,1994,1950,22,30817,3502,0,14153,2500,13359,79,1321,7.0999999999999994E-2,1.6E-2,0]
["350_8",350,2,"350_2",946,4,16,8,641.1,0,1994,1950,22,35340,2760,0,14153,2500,17643,95,1321,7.0999999999999994E-2,0.02,0]
["350_9",350,3,"350_3",946,4,16,9,613.1,0,1994,1950,22,36393,2760,0,14181,2500,18676,116,1293,7.0000000000000007E-2,2.4E-2,0]
[{"$f":"CONCATENATE(B3863,\"_\",H3863)","v":"350_10"},{"$f":"IF(E3863=E3862,    (IF(F3863=F3862,    (IF(G3863=G3862,   (IF(H3863=H3862+1,B3862,B3862+1)), (IF(AND(G3863=G3862+1,H3863=1,H3862=24),B3862,B3862+1)))), B3862+1)), B3862+1)","v":350},{"$f":"IF(B3863=B3862,C3862+1,1)","v":4},{"$f":"CONCATENATE(B3863,\"_\",C3863)","v":"350_4"},946,4,16,10,569.6,0,1994,1950,22,35956,2760,0,14225,2500,18218,136,1249,6.8000000000000005E-2,2.8000000000000001E-2,0]
["350_11",350,5,"350_5",946,4,16,11,586.1,0,1994,1950,22,34762,2760,0,14208,2500,16952,208,1266,6.9000000000000006E-2,4.2999999999999997E-2,0]
["350_12",350,6,"350_6",946,4,16,12,586.1,0,1994,1950,22,32970,2760,0,14208,2500,15146,222,1266,6.9000000000000006E-2,4.4999999999999998E-2,0]
["350_13",350,7,"350_7",946,4,16,13,586.70000000000005,0,1994,1950,22,31341,2760,0,14208,2500,13565,175,1266,6.9000000000000006E-2,3.5999999999999997E-2,0]
["350_14",350,8,"350_8",946,4,16,14,582.9,0,1994,1950,22,30029,2760,0,14211,2500,12289,138,1262,6.8000000000000005E-2,2.8000000000000001E-2,0]
["350_15",350,9,"350_9",946,4,16,15,576,0,1994,1950,22,29183,2760,0,14218,2500,11505,76,1255,6.8000000000000005E-2,1.6E-2,0]
["350_16",350,10,"350_10",946,4,16,16,551.29999999999995,0,1994,1950,22,29738,2760,0,14243,2500,12065,72,1231,6.7000000000000004E-2,1.4999999999999999E-2,0]
["350_17",350,11,"350_11",946,4,16,17,577.70000000000005,0,1994,1950,22,32821,2760,0,14217,2500,15186,33,1257,6.8000000000000005E-2,7.0000000000000001E-3,0]
["350_18",350,12,"350_12",946,4,16,18,610.79999999999995,0,1994,1950,22,36748,2760,0,14184,2500,19141,5,1290,7.0000000000000007E-2,1E-3,0]
["350_19",350,13,"350_13",946,4,16,19,410.3,0,1994,1950,22,37110,2760,0,14384,2500,19501,8,1090,5.8999999999999997E-2,2E-3,0]
["350_20",350,14,"350_14",946,4,16,20,322.3,0,1994,1950,22,35818,2760,0,14472,2500,18183,33,1002,5.3999999999999999E-2,7.0000000000000001E-3,0]
["350_21",350,15,"350_15",946,4,16,21,322.3,0,1994,1950,22,33705,2760,0,14472,2500,16059,45,1002,5.3999999999999999E-2,8.9999999999999993E-3,0]
["350_22",350,16,"350_16",946,4,16,22,440.7,0,1994,1950,22,30128,2760,0,14354,2500,12441,85,1120,6.0999999999999999E-2,1.7000000000000001E-2,0]
["351_13",351,1,"351_1",946,4,18,13,1060.5999999999999,0,1994,1950,22,33781,2760,0,14295,2500,15921,492,1179,6.4000000000000001E-2,0.10100000000000001,0]
["351_14",351,2,"351_2",946,4,18,14,2271.1,0,1994,1950,22,32441,2760,0,14214,2500,13239,572,1260,6.8000000000000005E-2,0.11700000000000001,0]
["351_15",351,3,"351_3",946,4,18,15,2674.9,0,1994,1950,22,31553,2760,0,13810,2500,12244,679,1664,0.09,0.13900000000000001,0]
["351_16",351,4,"351_4",946,4,18,16,2672.1,0,1994,1950,22,32128,2760,0,13813,2500,12739,759,1661,0.09,0.155,0]
["351_17",351,5,"351_5",946,4,18,17,2411.5,0,1994,1950,22,35360,2760,0,14073,2500,16003,859,1400,7.5999999999999998E-2,0.17599999999999999,0]
["351_18",351,6,"351_6",946,4,18,18,2269.9,0,1994,1950,22,39682,2760,0,14215,2500,20778,937,1259,6.8000000000000005E-2,0.191,0]
["351_19",351,7,"351_7",946,4,18,19,1965.9,0,1994,1950,22,40259,2760,0,14519,2500,21384,907,955,5.1999999999999998E-2,0.185,0]
["351_20",351,8,"351_8",946,4,18,20,1740.6,0,1994,1950,22,38838,2760,0,14744,2500,19885,985,729,3.9E-2,0.20100000000000001,0]
["351_21",351,9,"351_9",946,4,18,21,1740.6,0,1994,1950,22,36511,2760,0,14744,2500,17214,799,729,3.9E-2,0.16300000000000001,0]
["351_22",351,10,"351_10",946,4,18,22,1740.6,0,1994,1950,22,32557,2760,0,14744,2500,13037,815,729,3.9E-2,0.16600000000000001,0]
["351_23",351,11,"351_11",946,4,18,23,739.7,0,1994,1950,22,27734,2760,0,14875,3400,7685,933,598,3.2000000000000001E-2,0.191,0]
["352_6",352,1,"352_1",946,5,1,6,762.9,0,1994,1950,22,27092,3499,0,15108,3400,7615,109,308,1.7000000000000001E-2,2.1999999999999999E-2,0]
["352_7",352,2,"352_2",946,5,1,7,1630.6,0,1994,1950,22,34853,3499,0,15108,2500,16164,113,308,1.7000000000000001E-2,2.3E-2,0]
["352_8",352,3,"352_3",946,5,1,8,1639.5,0,1994,1950,22,39704,2714,0,15099,2500,21439,86,317,1.7000000000000001E-2,1.7999999999999999E-2,0]
["352_9",352,4,"352_4",946,5,1,9,1660.1,0,1994,1950,22,39621,2714,0,15078,2500,21355,87,338,1.7999999999999999E-2,1.7999999999999999E-2,0]
["352_10",352,5,"352_5",946,5,1,10,1660.1,0,1994,1950,22,38180,2714,0,15078,2500,19922,79,338,1.7999999999999999E-2,1.6E-2,0]
["352_11",352,6,"352_6",946,5,1,11,1660.1,0,1994,1950,22,36422,2714,0,15078,2500,17713,133,338,1.7999999999999999E-2,2.7E-2,0]
["352_12",352,7,"352_7",946,5,1,12,1660.1,0,1994,1950,22,34311,2714,0,15078,2500,15422,180,338,1.7999999999999999E-2,3.6999999999999998E-2,0]
["352_13",352,8,"352_8",946,5,1,13,1660.1,0,1994,1950,22,32555,2714,0,15078,2500,13570,144,338,1.7999999999999999E-2,0.03,0]
["352_14",352,9,"352_9",946,5,1,14,1660.1,0,1994,1950,22,31190,2714,0,15078,2500,12187,163,338,1.7999999999999999E-2,3.3000000000000002E-2,0]
["352_15",352,10,"352_10",946,5,1,15,1660.1,0,1994,1950,22,30204,2714,0,15078,2500,11092,271,338,1.7999999999999999E-2,5.6000000000000001E-2,0]
["352_16",352,11,"352_11",946,5,1,16,1660.1,0,1994,1950,22,30517,2714,0,15078,2500,11485,191,338,1.7999999999999999E-2,3.9E-2,0]
["352_17",352,12,"352_12",946,5,1,17,1660.1,0,1994,1950,22,33041,2714,0,15078,2500,14110,223,338,1.7999999999999999E-2,4.5999999999999999E-2,0]
["352_18",352,13,"352_13",946,5,1,18,1659.2,0,1994,1950,22,37733,2714,0,15079,2500,19298,256,337,1.7999999999999999E-2,5.1999999999999998E-2,0]
["352_19",352,14,"352_14",946,5,1,19,1657.9,0,1994,1950,22,39578,2714,0,15080,2500,21066,333,335,1.7999999999999999E-2,6.8000000000000005E-2,0]
["352_20",352,15,"352_15",946,5,1,20,1657.9,0,1994,1950,22,38063,2714,0,15080,2500,19481,403,335,1.7999999999999999E-2,8.3000000000000004E-2,0]
["352_21",352,16,"352_16",946,5,1,21,1657.9,0,1994,1950,22,35630,2714,0,15080,2500,16406,516,335,1.7999999999999999E-2,0.106,0]
["352_22",352,17,"352_17",946,5,1,22,1657.9,0,1994,1950,22,31780,2714,0,15080,2500,11546,1151,335,1.7999999999999999E-2,0.23499999999999999,0]
["352_23",352,18,"352_18",946,5,1,23,285.39999999999998,0,1994,1950,22,27002,2714,0,15080,3400,6611,1528,335,1.7999999999999999E-2,0.312,0]
["353_7",353,1,"353_1",946,5,2,7,623,0,1994,1950,22,33847,3499,0,15056,2500,16107,223,360,0.02,4.5999999999999999E-2,0]
["353_8",353,2,"353_2",946,5,2,8,793,0,1994,1950,22,38516,2714,0,15026,2500,21034,222,390,2.1000000000000001E-2,4.4999999999999998E-2,0]
["353_9",353,3,"353_3",946,5,2,9,721.4,0,1994,1950,22,38248,2714,0,15097,2500,20755,234,318,1.7000000000000001E-2,4.8000000000000001E-2,0]
["353_10",353,4,"353_4",946,5,2,10,721.4,0,1994,1950,22,36726,2714,0,15097,2500,19219,248,318,1.7000000000000001E-2,5.0999999999999997E-2,0]
["353_11",353,5,"353_5",946,5,2,11,710.8,0,1994,1950,22,34975,2714,0,15108,2500,17051,267,308,1.7000000000000001E-2,5.5E-2,0]
["353_12",353,6,"353_6",946,5,2,12,702.4,0,1994,1950,22,32924,2714,0,15116,2500,14828,307,299,1.6E-2,6.3E-2,0]
["353_13",353,7,"353_7",946,5,2,13,702.4,0,1994,1950,22,31234,2714,0,15116,2500,12952,360,299,1.6E-2,7.3999999999999996E-2,0]
["353_14",353,8,"353_8",946,5,2,14,702.4,0,1994,1950,22,29933,2714,0,15116,2500,11503,508,299,1.6E-2,0.104,0]
["353_15",353,9,"353_9",946,5,2,15,702.4,0,1994,1950,22,28984,2714,0,15116,2500,10268,794,299,1.6E-2,0.16200000000000001,0]
["353_16",353,10,"353_10",946,5,2,16,702.4,0,1994,1950,22,29262,2714,0,15116,2500,10478,862,299,1.6E-2,0.17599999999999999,0]
["353_17",353,11,"353_11",946,5,2,17,696.5,0,1994,1950,22,31620,2714,0,15122,2500,13147,684,293,1.6E-2,0.14000000000000001,0]
["353_18",353,12,"353_12",946,5,2,18,697.5,0,1994,1950,22,36101,2714,0,15121,2500,18143,699,294,1.6E-2,0.14299999999999999,0]
["353_19",353,13,"353_13",946,5,2,19,671.4,0,1994,1950,22,37928,2714,0,15147,2500,20105,564,268,1.4999999999999999E-2,0.115,0]
["353_20",353,14,"353_14",946,5,2,20,650.5,0,1994,1950,22,36444,2714,0,15168,2500,18707,477,247,1.2999999999999999E-2,9.8000000000000004E-2,0]
["353_21",353,15,"353_15",946,5,2,21,528.1,0,1994,1950,22,34098,2714,0,15291,2500,16005,304,125,7.0000000000000001E-3,6.2E-2,0]
["353_22",353,16,"353_16",946,5,2,22,414.5,0,1994,1950,22,30437,2714,0,15404,2500,12001,271,11,1E-3,5.5E-2,0]
["353_23",353,17,"353_17",946,5,2,23,18.7,0,1994,1950,22,25893,2714,0,14932,3400,7283,162,483,2.5999999999999999E-2,3.3000000000000002E-2,0]
["354_7",354,1,"354_1",954,1,5,7,346.9,0,2002,1958,30,21499,3481,0,11621,0,10037,318,1743,0.107,6.5000000000000002E-2,0]
["354_8",354,2,"354_2",954,1,5,8,352.9,0,2002,1958,30,24598,1491,0,11615,0,13558,293,1749,0.107,0.06,0]
["354_9",354,3,"354_3",954,1,5,9,363.1,0,2002,1958,30,24894,1509,0,11605,0,13939,208,1759,0.108,4.2000000000000003E-2,0]
["355_15",355,1,"355_1",954,1,5,15,82.9,0,2002,1958,30,21590,1341,0,11885,0,10179,2,1479,0.09,0,0]
["355_16",355,2,"355_2",954,1,5,16,233.1,0,2002,1958,30,21416,1321,0,11735,0,9996,10,1629,0.1,2E-3,0]
[{"$f":"CONCATENATE(B3927,\"_\",H3927)","v":"355_17"},{"$f":"IF(E3927=E3926,    (IF(F3927=F3926,    (IF(G3927=G3926,   (IF(H3927=H3926+1,B3926,B3926+1)), (IF(AND(G3927=G3926+1,H3927=1,H3926=24),B3926,B3926+1)))), B3926+1)), B3926+1)","v":355},{"$f":"IF(B3927=B3926,C3926+1,1)","v":3},{"$f":"CONCATENATE(B3927,\"_\",C3927)","v":"355_3"},954,1,5,17,310.60000000000002,0,2002,1958,30,21774,1339,0,11657,0,10463,34,1707,0.104,7.0000000000000001E-3,0]
["356_7",356,1,"356_1",954,1,7,7,183.6,0,2002,1958,30,21745,3081,0,12028,0,10221,137,1337,8.2000000000000003E-2,2.8000000000000001E-2,0]
["356_8",356,2,"356_2",954,1,7,8,200.5,0,2002,1958,30,24902,1532,0,12011,0,13829,82,1354,8.3000000000000004E-2,1.7000000000000001E-2,0]
["356_9",356,3,"356_3",954,1,7,9,1.9,0,2002,1958,30,25281,1566,0,12209,0,14223,68,1155,7.0999999999999994E-2,1.4E-2,0]
["357_21",357,1,"357_1",954,1,22,21,246.6,0,2002,1958,30,24953,1508,0,11966,0,13404,27,1398,8.5000000000000006E-2,6.0000000000000001E-3,0]
["357_22",357,2,"357_2",954,1,22,22,1398,0,2002,1958,30,21975,1288,0,11966,0,9001,25,1398,8.5000000000000006E-2,5.0000000000000001E-3,0]
["358_19",358,1,"358_1",954,1,27,19,297.5,0,2002,1958,30,26711,1626,0,12757,0,14652,225,607,3.6999999999999998E-2,4.5999999999999999E-2,0]
["358_20",358,2,"358_2",954,1,27,20,939.5,0,2002,1958,30,26622,1589,0,12757,0,13920,226,607,3.6999999999999998E-2,4.5999999999999999E-2,0]
["358_21",358,3,"358_3",954,1,27,21,939.5,0,2002,1958,30,24778,1469,0,12757,0,11527,246,607,3.6999999999999998E-2,0.05,0]
["358_22",358,4,"358_4",954,1,27,22,937.8,0,2002,1958,30,21906,1314,0,12759,0,8421,203,605,3.6999999999999998E-2,4.1000000000000002E-2,0]
["359_19",359,1,"359_1",954,1,29,19,162.4,0,2002,1958,30,26311,1598,0,12367,0,14644,359,998,6.0999999999999999E-2,7.2999999999999995E-2,0]
["359_20",359,2,"359_2",954,1,29,20,517.20000000000005,0,2002,1958,30,26066,1558,0,12367,0,13838,565,998,6.0999999999999999E-2,0.11600000000000001,0]
["359_21",359,3,"359_3",954,1,29,21,517.20000000000005,0,2002,1958,30,24248,1442,0,12367,0,11527,528,998,6.0999999999999999E-2,0.108,0]
["359_22",359,4,"359_4",954,1,29,22,517.20000000000005,0,2002,1958,30,21503,1273,0,12367,0,8144,890,998,6.0999999999999999E-2,0.182,0]
["360_14",360,1,"360_1",954,1,30,14,310.60000000000002,0,2002,1958,30,20813,1262,0,11370,0,9318,373,1994,0.122,7.5999999999999998E-2,0]
["360_15",360,2,"360_2",954,1,30,15,438.1,0,2002,1958,30,20276,1215,0,11370,0,8386,640,1994,0.122,0.13100000000000001,0]
["360_16",360,3,"360_3",954,1,30,16,438.1,0,2002,1958,30,20516,1208,0,11370,0,8233,1033,1994,0.122,0.21099999999999999,0]
["360_17",360,4,"360_4",954,1,30,17,677.5,0,2002,1958,30,22242,1267,0,11131,0,9763,1362,2233,0.13600000000000001,0.27800000000000002,0]
["360_18",360,5,"360_5",954,1,30,18,465.9,0,2002,1958,30,24640,1391,0,11343,0,11939,2113,2022,0.124,0.432,0]
["360_19",360,6,"360_6",954,1,30,19,402.4,0,2002,1958,30,25799,1424,0,11406,0,12513,2698,1958,0.12,0.55100000000000005,0]
["360_20",360,7,"360_7",954,1,30,20,402.4,0,2002,1958,30,25507,1401,0,11406,0,12042,2878,1958,0.12,0.58799999999999997,0]
["360_21",360,8,"360_8",954,1,30,21,479,0,2002,1958,30,23734,1267,0,11329,0,9487,3130,2035,0.124,0.63900000000000001,0]
["360_22",360,9,"360_9",954,1,30,22,572.29999999999995,0,2002,1958,30,21056,1081,0,11236,0,5892,3770,2128,0.13,0.77,0]
["361_16",361,1,"361_1",961,3,17,16,1317.7,0,1929,1965,37,36931,2891,0,14375,2500,18745,228,1076,5.8000000000000003E-2,4.7E-2,0]
["361_17",361,2,"361_2",961,3,17,17,3113.6,0,1929,1965,37,41941,2891,0,14375,2500,22149,171,1076,5.8000000000000003E-2,3.5000000000000003E-2,0]
["361_18",361,3,"361_3",961,3,17,18,3448.3,0,1929,1965,37,46257,2891,0,14372,2500,26740,94,1079,5.8000000000000003E-2,1.9E-2,0]
["361_19",361,4,"361_4",961,3,17,19,3449,0,1929,1965,37,45130,2891,0,14372,2500,25552,155,1079,5.8000000000000003E-2,3.2000000000000001E-2,0]
["361_20",361,5,"361_5",961,3,17,20,3113.8,0,1929,1965,37,43161,2891,0,14374,2500,23901,169,1076,5.8000000000000003E-2,3.5000000000000003E-2,0]
["361_21",361,6,"361_6",961,3,17,21,3113.6,0,1929,1965,37,40814,2891,0,14375,2500,20896,165,1076,5.8000000000000003E-2,3.4000000000000002E-2,0]
["361_22",361,7,"361_7",961,3,17,22,3113.6,0,1929,1965,37,36746,2891,0,14375,2500,16821,23,1076,5.8000000000000003E-2,5.0000000000000001E-3,0]
["361_23",361,8,"361_8",961,3,17,23,2245.6999999999998,0,1929,1965,37,31478,2891,0,14375,3400,11183,9,1076,5.8000000000000003E-2,2E-3,0]
["361_24",361,9,"361_9",961,3,17,24,495.1,0,1929,1965,37,26482,3667,0,14375,3400,7930,16,1076,5.8000000000000003E-2,3.0000000000000001E-3,0]
["362_6",362,1,"362_1",961,3,18,6,576.20000000000005,0,1929,1965,37,26545,3667,0,14375,3400,7928,0,1076,5.8000000000000003E-2,0,0]
["362_7",362,2,"362_2",961,3,18,7,1444,0,1929,1965,37,32846,3667,0,14375,2500,15024,3,1076,5.8000000000000003E-2,1E-3,0]
["362_8",362,3,"362_3",961,3,18,8,1455.8,0,1929,1965,37,37682,2891,0,14363,2500,20209,52,1088,5.8999999999999997E-2,1.0999999999999999E-2,0]
["362_9",362,4,"362_4",961,3,18,9,1469,0,1929,1965,37,39156,2891,0,14350,2500,21654,81,1101,0.06,1.7000000000000001E-2,0]
["362_10",362,5,"362_5",961,3,18,10,1469,0,1929,1965,37,38988,2891,0,14350,2500,21487,80,1101,0.06,1.6E-2,0]
["362_11",362,6,"362_6",961,3,18,11,1469,0,1929,1965,37,37875,2891,0,14350,2500,19894,30,1101,0.06,6.0000000000000001E-3,0]
["362_12",362,7,"362_7",961,3,18,12,1469,0,1929,1965,37,36072,2891,0,14350,2500,17979,10,1101,0.06,2E-3,0]
["362_13",362,8,"362_8",961,3,18,13,1469,0,1929,1965,37,34446,2891,0,14350,2500,16211,20,1101,0.06,4.0000000000000001E-3,0]
["362_14",362,9,"362_9",961,3,18,14,1469,0,1929,1965,37,33115,2891,0,14350,2500,14880,19,1101,0.06,4.0000000000000001E-3,0]
["362_15",362,10,"362_10",961,3,18,15,1469,0,1929,1965,37,32442,2891,0,14350,2500,14342,16,1101,0.06,3.0000000000000001E-3,0]
["362_16",362,11,"362_11",961,3,18,16,1469,0,1929,1965,37,33494,2891,0,14350,2500,15392,19,1101,0.06,4.0000000000000001E-3,0]
["362_17",362,12,"362_12",961,3,18,17,1471.5,0,1929,1965,37,38034,2891,0,14347,2500,20055,28,1104,0.06,6.0000000000000001E-3,0]
["362_18",362,13,"362_13",961,3,18,18,1482,0,1929,1965,37,41961,2891,0,14337,2500,24513,27,1114,0.06,6.0000000000000001E-3,0]
["362_19",362,14,"362_14",961,3,18,19,1479.1,0,1929,1965,37,40966,2891,0,14340,2500,23534,11,1111,0.06,2E-3,0]
["362_20",362,15,"362_15",961,3,18,20,1469,0,1929,1965,37,39242,2891,0,14350,2500,21821,0,1101,0.06,0,0]
["362_21",362,16,"362_16",961,3,18,21,1469,0,1929,1965,37,37123,2891,0,14350,2500,19036,4,1101,0.06,1E-3,0]
["362_22",362,17,"362_17",961,3,18,22,1723.4,0,1929,1965,37,33398,2891,0,14095,2500,15162,3,1356,7.2999999999999995E-2,1E-3,0]
["362_23",362,18,"362_18",961,3,18,23,1132.0999999999999,0,1929,1965,37,28588,2891,0,13819,3400,9958,14,1632,8.7999999999999995E-2,3.0000000000000001E-3,0]
["363_17",363,1,"363_1",963,12,13,17,87.3,0,1931,1967,39,28050,1679,0,12017,0,16750,22,1356,8.3000000000000004E-2,5.0000000000000001E-3,0]
["363_18",363,2,"363_2",963,12,13,18,160.30000000000001,0,1931,1967,39,28080,1702,0,11944,0,17309,23,1429,8.6999999999999994E-2,5.0000000000000001E-3,0]
["363_19",363,3,"363_3",963,12,13,19,154.1,0,1931,1967,39,27100,1652,0,11950,0,16314,38,1423,8.6999999999999994E-2,8.0000000000000002E-3,0]
["363_20",363,4,"363_4",963,12,13,20,146.4,0,1931,1967,39,26089,1601,0,11958,0,15269,72,1415,8.5999999999999993E-2,1.4999999999999999E-2,0]
["363_21",363,5,"363_5",963,12,13,21,146.4,0,1931,1967,39,26509,1590,0,11958,0,15060,171,1415,8.5999999999999993E-2,3.5000000000000003E-2,0]
["363_22",363,6,"363_6",963,12,13,22,146.4,0,1931,1967,39,25215,1513,0,11958,0,13519,219,1415,8.5999999999999993E-2,4.4999999999999998E-2,0]
["364_22",364,1,"364_1",963,13,2,22,257.2,0,1931,1967,39,25616,1449,0,12999,0,10790,2042,374,2.3E-2,0.41699999999999998,0]
["365_7",365,1,"365_1",963,13,3,7,750.9,0,1931,1967,39,17798,1825,0,12759,0,5184,72,614,3.6999999999999998E-2,1.4999999999999999E-2,0]
["365_8",365,2,"365_2",963,13,3,8,774.6,0,1931,1967,39,20712,1315,0,12757,0,8447,99,616,3.7999999999999999E-2,0.02,0]
["365_9",365,3,"365_3",963,13,3,9,774.6,0,1931,1967,39,22973,1432,0,12757,0,10776,31,616,3.7999999999999999E-2,6.0000000000000001E-3,0]
["365_10",365,4,"365_4",963,13,3,10,774.6,0,1931,1967,39,24687,1517,0,12757,0,12473,48,616,3.7999999999999999E-2,0.01,0]
["365_11",365,5,"365_5",963,13,3,11,774.6,0,1931,1967,39,25826,1545,0,12757,0,13042,88,616,3.7999999999999999E-2,1.7999999999999999E-2,0]
["365_12",365,6,"365_6",963,13,3,12,774.6,0,1931,1967,39,26351,1559,0,12757,0,13322,333,616,3.7999999999999999E-2,6.8000000000000005E-2,0]
["365_13",365,7,"365_7",963,13,3,13,815.5,0,1931,1967,39,26733,1558,0,12716,0,13367,538,657,0.04,0.11,0]
[{"$f":"CONCATENATE(B3991,\"_\",H3991)","v":"365_14"},{"$f":"IF(E3991=E3990,    (IF(F3991=F3990,    (IF(G3991=G3990,   (IF(H3991=H3990+1,B3990,B3990+1)), (IF(AND(G3991=G3990+1,H3991=1,H3990=24),B3990,B3990+1)))), B3990+1)), B3990+1)","v":365},{"$f":"IF(B3991=B3990,C3990+1,1)","v":8},{"$f":"CONCATENATE(B3991,\"_\",C3991)","v":"365_8"},963,13,3,14,937.4,0,1931,1967,39,27051,1562,0,12594,0,13610,613,779,4.8000000000000001E-2,0.125,0]
["365_15",365,9,"365_9",963,13,3,15,937.4,0,1931,1967,39,27217,1570,0,12594,0,13762,627,779,4.8000000000000001E-2,0.128,0]
["365_16",365,10,"365_10",963,13,3,16,937.4,0,1931,1967,39,27355,1589,0,12594,0,14146,381,779,4.8000000000000001E-2,7.8E-2,0]
["365_17",365,11,"365_11",963,13,3,17,937.5,0,1931,1967,39,27636,1619,0,12594,0,14741,199,779,4.8000000000000001E-2,4.1000000000000002E-2,0]
["365_18",365,12,"365_12",963,13,3,18,938.2,0,1931,1967,39,27662,1651,0,12593,0,15381,115,780,4.8000000000000001E-2,2.4E-2,0]
["365_19",365,13,"365_13",963,13,3,19,938.2,0,1931,1967,39,26762,1604,0,12593,0,14449,147,780,4.8000000000000001E-2,0.03,0]
["365_20",365,14,"365_14",963,13,3,20,938.2,0,1931,1967,39,25983,1541,0,12593,0,13186,631,780,4.8000000000000001E-2,0.129,0]
["365_21",365,15,"365_15",963,13,3,21,938.2,0,1931,1967,39,26501,1502,0,12593,0,12417,1256,780,4.8000000000000001E-2,0.25700000000000001,0]
["365_22",365,16,"365_16",963,13,3,22,938.2,0,1931,1967,39,24918,1379,0,12593,0,9958,1902,780,4.8000000000000001E-2,0.38800000000000001,0]

{"sheet":"Event Summary","index":1,"n_rows":2388,"n_cols":29,"rows_kept":2388,"cut":false,"hidden":false,"merged":[[4,11,4,14],[1,20,1,23],[2387,11,2387,14]]}
["Curtailment Event Summary",null,null,null,null,null,null,null,null,null,null,null,null,null,null,"Prototype Spinner Chart - 2021 M Assessment",null,null,null,null,null,null,null,null,null,"Wind Capacity",null,4896,"<< Input"]
[null,null,null,null,null,null,null,null,null,null,null,null,null,null,null,null,null,null,null,null,"Percent of Range"]
[null,null,null,null,null,null,null,null,null,null,null,null,null,null," ","Event","Dur","Mag","Avg Mag","Peak","Hyd","Temp","Thr","Wind","Load","Hydro","Therm","Month","Game"]
[null,null,null,"Dur","Mag","Peak","ROff","Hyd","Event","Temp","FOut","Dem","Hydro","Therm","Wind",3,{"$f":"LOOKUP(P4,A6:A1071,D6:D1071)","v":7},{"$f":"LOOKUP(P4,A6:A1071,E6:E1071)","v":3253},{"$f":"R4/Q4","v":464.71428571428572},{"$f":"LOOKUP(P4,A6:A1071,F6:F1071)","v":878},{"$f":"100-LOOKUP(P4,A6:A1071,H6:H1071)","v":1},{"$f":"LOOKUP(P4,A6:A1071,J6:J1071)","v":3},{"$f":"100-LOOKUP(P4,A6:A1071,K6:K1071)*100","v":94},{"$f":"LOOKUP(P4,A6:A1071,O6:O1071)*100/$AB$1","v":13.970588235294118},{"$f":"LOOKUP(P4,A6:A1071,L6:L1071)","v":34208},{"$f":"LOOKUP(P4,A6:A1071,M6:M1071)","v":16830},{"$f":"LOOKUP(P4,A6:A1071,N6:N1071)","v":14395},{"$f":"LOOKUP(P4,A6:A1071,C6:C1071)","v":"Jan"},{"$f":"LOOKUP(P4,A6:A1071,B6:B1071)","v":2}]
["No","Game","Mon","hours","mw-hrs","mw-hrs","maf","(%)","Temp","(%)","(%)","(averaged over the event)"]
[1,2,"Jan",15,12872,955,2.4,99,17,1,0.05,32445,15108,14531,16]
[2,2,"Jan",17,13852,886,2.4,99,17,1,0.06,31976,14739,14420,100,null,null,null,null,null,null,null,null,null,null,null,null,null,"Cycle"]
[3,2,"Jan",7,3253,878,2.4,99,17.399999999999999,3,0.06,34208,16830,14395,684,null,null,null,null,null,null,null,null,null,null,null,null,null,"Thru"]
[4,2,"Jan",4,5364,1882,2.4,99,12.9,0,7.0000000000000007E-2,31620,12896,14180,900,null,null,null,null,null,null,null,null,null,null,null,null,null,"Events"]
[5,2,"Jan",18,47364,2879,2.4,99,13.4,0,0.11,32496,14443,13357,75]
[6,2,"Jan",17,13529,1232,2.4,99,13.4,0,0.12,31119,14131,13301,43]
[7,9,"Jan",16,56865,3710,2.2999999999999998,100,11.8,0,0,36827,15681,15460,229]
[8,12,"Ag2",6,7135,1294,3.1,84,73.5,95,0.09,26197,13898,11966,162]
[9,12,"Ag2",10,7157,1107,3.1,84,66.8,61,7.0000000000000007E-2,25854,13546,12308,176]
[10,12,"Sep",5,35,7,5.7,33,67.599999999999994,88,0.13,23417,13241,11243,30]
[11,37,"Dec",2,0,0,10.1,4,7.8,0,0.09,45694,30228,13844,19]
[12,49,"Ag1",3,1537,616,3.4,86,75.900000000000006,96,0.03,26698,12355,12843,1925]
[13,49,"Ag1",16,28452,2087,3.4,86,71.5,79,0.12,25177,12895,11424,76]
[14,49,"Ag1",16,27676,1904,3.4,86,73.7,92,0.14000000000000001,25667,13341,11040,552]
[15,49,"Ag1",16,15832,1226,3.4,86,72.7,87,0.14000000000000001,25088,13894,11094,108]
[16,49,"Ag1",16,26148,1643,3.4,86,76,92,0.14000000000000001,25359,13489,11142,89]
[17,49,"Ag1",16,21823,1737,3.4,86,78.599999999999994,97,0.1,26423,14268,11716,72]
[18,49,"Ag1",16,18060,1150,3.4,86,78.5,96,0.1,25922,13790,11777,223]
[19,49,"Ag1",16,19784,1297,3.4,86,81.7,100,0.09,26617,14071,11830,475]
[20,49,"Ag1",16,7695,675,3.4,86,75.099999999999994,95,7.0000000000000007E-2,25372,13663,12162,62]
[21,49,"Ag2",16,17633,1287,3.3,63,79.099999999999994,100,0.02,26219,13053,13016,27]
[22,49,"Ag2",16,7850,718,3.3,63,71.599999999999994,86,0.04,24933,12379,12797,246]
[23,51,"Jan",17,14370,1418,3.5,92,11.8,0,0.05,36003,18633,14621,1]
[24,57,"Ag1",7,172,33,3.3,92,66.5,39,7.0000000000000007E-2,26217,13669,12294,1000]
[25,57,"Ag2",2,522,483,2.8,89,72.400000000000006,92,0.04,25548,13019,12696,158]
[26,57,"Ag2",16,12941,1140,2.8,89,72.8,97,0.06,25011,12837,12320,23]
[27,61,"Feb",9,2388,273,3.6,84,7.3,0,0.11,31277,15179,13344,609]
[28,61,"Feb",16,15402,1410,3.6,84,13.3,0,0.11,32510,16229,13462,45]
[29,64,"Ag1",2,1462,1297,3.2,94,78.3,95,0.11,26150,14608,11536,2]
[30,64,"Ag1",10,9035,1072,3.2,94,79.7,99,0.12,27969,15341,11337,1301]
[31,64,"Ag1",16,17410,1853,3.2,94,80.8,100,0.09,26094,13964,11925,113]
[32,73,"Ag1",14,22980,1935,3.3,91,75.3,95,0.15,27118,15311,10994,145]
[33,74,"Oct",10,9358,985,3.5,97,46.4,17,0.1,23375,11097,11667,444]
[34,74,"Oct",4,1839,661,3.5,97,45.5,21,0.09,25448,14179,11923,7]
[35,74,"Oct",7,949,297,3.5,97,45.5,21,7.0000000000000007E-2,23712,11926,12247,263]
[36,82,"Oct",7,1761,278,3.4,99,53,36,0.2,23749,14308,10124,2]
[37,122,"Dec",11,19406,2160,4.3,72,11.2,0,0.06,37597,18727,14382,487]
[38,129,"Ag1",10,14854,1613,3.4,86,73.2,88,0.12,27167,15103,11389,102]
[39,129,"Ag1",8,3244,435,3.4,86,69,64,0.11,26185,14009,11539,1199]
[40,137,"Ag1",6,1979,574,3.3,92,68.900000000000006,61,0.03,26366,13461,12920,714]
[41,140,"Dec",18,48455,3182,3.8,84,8.3000000000000007,0,0.04,37704,18037,14742,40]
[42,140,"Dec",18,34255,2178,3.8,84,10.5,1,0.04,37621,18118,14752,654]
[43,140,"Dec",16,13161,936,3.8,84,14,1,0.08,35788,18977,13935,45]
[44,141,"Oct",3,684,302,4.7,59,57.2,64,0.22,22316,13393,9754,30]
[45,141,"Oct",1,286,286,4.7,59,35.1,3,0.04,25785,13400,12736,186]
[46,141,"Oct",12,3784,462,4.7,59,35.1,3,0.04,25883,13599,12706,30]
[47,147,"Sep",11,238,26,5.8,32,68.900000000000006,87,0.18,24351,14857,10350,56]
[48,153,"Jan",16,28115,1932,3.7,87,16.3,3,0.03,35995,17437,14887,11]
[49,154,"Oct",1,32,32,3.5,97,58.6,75,0.1,23754,12995,11741,207]
[50,154,"Oct",7,3816,797,3.5,97,59.3,83,0.12,22856,11392,11389,467,null,null,"Event"]
[51,161,"Jan",15,8741,731,3.3,96,10.6,0,0.06,34104,17310,14389,25,null,null,{"$f":"'Event Summary'!P4","v":3}]
[52,161,"Jan",18,40780,2695,3.3,96,7.1,0,0.08,35573,17247,14038,32,null,null,null,null,"Event","Curt"]
[53,163,"Jan",8,27446,4082,3.1,97,12.8,0,7.0000000000000007E-2,36154,16246,14206,228,null,null,"Mapping","Index","Hour","Mag"]
[54,163,"Jan",18,68854,4358,3.1,97,11.8,0,0.04,36117,15636,14646,19,null,null,{"$f":"CONCATENATE($R$56,\"_\",S59)","v":"3_1"},1,{"$f":"IF(ISERROR(VLOOKUP($R59,'Curtailment Record'!$D$4:$I$3999,5,FALSE)),\"\",VLOOKUP($R59,'Curtailment Record'!$D$4:$I$3999,5,FALSE))","v":16},{"$f":"IF(ISERROR(VLOOKUP($R59,'Curtailment Record'!$D$4:$I$3999,6,FALSE)),\"\",VLOOKUP($R59,'Curtailment Record'!$D$4:$I$3999,6,FALSE))","v":878.2}]
[55,169,"Jan",18,68538,4166,2.2999999999999998,100,9.9,0,0.06,35205,15060,14285,62,null,null,{"$f":"CONCATENATE($R$56,\"_\",S60)","v":"3_2"},2,{"$f":"IF(ISERROR(VLOOKUP($R60,'Curtailment Record'!$D$4:$I$3999,5,FALSE)),\"\",VLOOKUP($R60,'Curtailment Record'!$D$4:$I$3999,5,FALSE))","v":17},{"$f":"IF(ISERROR(VLOOKUP($R60,'Curtailment Record'!$D$4:$I$3999,6,FALSE)),\"\",VLOOKUP($R60,'Curtailment Record'!$D$4:$I$3999,6,FALSE))","v":696.2}]
[56,169,"Jan",9,3450,710,2.2999999999999998,100,26.8,16,0.09,31543,15589,13753,10,null,null,"3_3",3,{"$f":"IF(ISERROR(VLOOKUP($R61,'Curtailment Record'!$D$4:$I$3999,5,FALSE)),\"\",VLOOKUP($R61,'Curtailment Record'!$D$4:$I$3999,5,FALSE))","v":18},{"$f":"IF(ISERROR(VLOOKUP($R61,'Curtailment Record'!$D$4:$I$3999,6,FALSE)),\"\",VLOOKUP($R61,'Curtailment Record'!$D$4:$I$3999,6,FALSE))","v":335.9}]
[57,176,"Jan",18,30276,1959,3.4,95,17.100000000000001,3,0.02,34651,15927,15020,32,null,null,"3_4",4,{"$f":"IF(ISERROR(VLOOKUP($R62,'Curtailment Record'!$D$4:$I$3999,5,FALSE)),\"\",VLOOKUP($R62,'Curtailment Record'!$D$4:$I$3999,5,FALSE))","v":19},{"$f":"IF(ISERROR(VLOOKUP($R62,'Curtailment Record'!$D$4:$I$3999,6,FALSE)),\"\",VLOOKUP($R62,'Curtailment Record'!$D$4:$I$3999,6,FALSE))","v":335.9}]
[58,176,"Jan",18,35100,2287,3.4,95,13.5,0,0.12,32425,15071,13319,95,null,null,"3_5",5,{"$f":"IF(ISERROR(VLOOKUP($R63,'Curtailment Record'!$D$4:$I$3999,5,FALSE)),\"\",VLOOKUP($R63,'Curtailment Record'!$D$4:$I$3999,5,FALSE))","v":20},{"$f":"IF(ISERROR(VLOOKUP($R63,'Curtailment Record'!$D$4:$I$3999,6,FALSE)),\"\",VLOOKUP($R63,'Curtailment Record'!$D$4:$I$3999,6,FALSE))","v":335.9}]
[59,176,"Jan",19,64642,4015,3.4,95,8.5,0,7.0000000000000007E-2,35893,16233,14188,0,null,null,"3_6",6,{"$f":"IF(ISERROR(VLOOKUP($R64,'Curtailment Record'!$D$4:$I$3999,5,FALSE)),\"\",VLOOKUP($R64,'Curtailment Record'!$D$4:$I$3999,5,FALSE))","v":21},{"$f":"IF(ISERROR(VLOOKUP($R64,'Curtailment Record'!$D$4:$I$3999,6,FALSE)),\"\",VLOOKUP($R64,'Curtailment Record'!$D$4:$I$3999,6,FALSE))","v":335.7}]
[60,176,"Jan",18,44543,3503,3.4,95,13.4,0,0.05,35208,15961,14607,175,null,null,"3_7",7,{"$f":"IF(ISERROR(VLOOKUP($R65,'Curtailment Record'!$D$4:$I$3999,5,FALSE)),\"\",VLOOKUP($R65,'Curtailment Record'!$D$4:$I$3999,5,FALSE))","v":22},{"$f":"IF(ISERROR(VLOOKUP($R65,'Curtailment Record'!$D$4:$I$3999,6,FALSE)),\"\",VLOOKUP($R65,'Curtailment Record'!$D$4:$I$3999,6,FALSE))","v":334.8}]
[61,176,"Jan",17,14408,1058,3.4,95,11.8,0,0.08,32862,15013,14055,98,null,null,"3_8",8,{"$f":"IF(ISERROR(VLOOKUP($R66,'Curtailment Record'!$D$4:$I$3999,5,FALSE)),\"\",VLOOKUP($R66,'Curtailment Record'!$D$4:$I$3999,5,FALSE))","v":""},{"$f":"IF(ISERROR(VLOOKUP($R66,'Curtailment Record'!$D$4:$I$3999,6,FALSE)),\"\",VLOOKUP($R66,'Curtailment Record'!$D$4:$I$3999,6,FALSE))","v":""}]
[62,176,"Jan",14,21972,1907,3.4,95,11.2,1,0.03,35181,15973,14936,739,null,null,"3_9",9,{"$f":"IF(ISERROR(VLOOKUP($R67,'Curtailment Record'!$D$4:$I$3999,5,FALSE)),\"\",VLOOKUP($R67,'Curtailment Record'!$D$4:$I$3999,5,FALSE))","v":""},{"$f":"IF(ISERROR(VLOOKUP($R67,'Curtailment Record'!$D$4:$I$3999,6,FALSE)),\"\",VLOOKUP($R67,'Curtailment Record'!$D$4:$I$3999,6,FALSE))","v":""}]
[63,176,"Feb",18,52875,3413,3.2,92,6.6,0,0.13,34304,16010,13026,331,null,null,"3_10",10,{"$f":"IF(ISERROR(VLOOKUP($R68,'Curtailment Record'!$D$4:$I$3999,5,FALSE)),\"\",VLOOKUP($R68,'Curtailment Record'!$D$4:$I$3999,5,FALSE))","v":""},{"$f":"IF(ISERROR(VLOOKUP($R68,'Curtailment Record'!$D$4:$I$3999,6,FALSE)),\"\",VLOOKUP($R68,'Curtailment Record'!$D$4:$I$3999,6,FALSE))","v":""}]
[64,176,"Feb",17,12092,1352,3.2,92,9.6999999999999993,1,0.05,33381,15915,14414,430,null,null,"3_11",11,{"$f":"IF(ISERROR(VLOOKUP($R69,'Curtailment Record'!$D$4:$I$3999,5,FALSE)),\"\",VLOOKUP($R69,'Curtailment Record'!$D$4:$I$3999,5,FALSE))","v":""},{"$f":"IF(ISERROR(VLOOKUP($R69,'Curtailment Record'!$D$4:$I$3999,6,FALSE)),\"\",VLOOKUP($R69,'Curtailment Record'!$D$4:$I$3999,6,FALSE))","v":""}]
[65,209,"Sep",6,3852,846,4.5999999999999996,84,62.2,71,0.1,22723,11362,11792,4,null,null,"3_12",12,{"$f":"IF(ISERROR(VLOOKUP($R70,'Curtailment Record'!$D$4:$I$3999,5,FALSE)),\"\",VLOOKUP($R70,'Curtailment Record'!$D$4:$I$3999,5,FALSE))","v":""},{"$f":"IF(ISERROR(VLOOKUP($R70,'Curtailment Record'!$D$4:$I$3999,6,FALSE)),\"\",VLOOKUP($R70,'Curtailment Record'!$D$4:$I$3999,6,FALSE))","v":""}]
[66,209,"Sep",8,3727,515,4.5999999999999996,84,62.2,71,0.09,22708,11050,11972,133,null,null,"3_13",13,{"$f":"IF(ISERROR(VLOOKUP($R71,'Curtailment Record'!$D$4:$I$3999,5,FALSE)),\"\",VLOOKUP($R71,'Curtailment Record'!$D$4:$I$3999,5,FALSE))","v":""},{"$f":"IF(ISERROR(VLOOKUP($R71,'Curtailment Record'!$D$4:$I$3999,6,FALSE)),\"\",VLOOKUP($R71,'Curtailment Record'!$D$4:$I$3999,6,FALSE))","v":""}]
[67,209,"Sep",7,6150,1001,4.5999999999999996,84,49.8,7,0.12,22527,10933,11473,189,null,null,"3_14",14,{"$f":"IF(ISERROR(VLOOKUP($R72,'Curtailment Record'!$D$4:$I$3999,5,FALSE)),\"\",VLOOKUP($R72,'Curtailment Record'!$D$4:$I$3999,5,FALSE))","v":""},{"$f":"IF(ISERROR(VLOOKUP($R72,'Curtailment Record'!$D$4:$I$3999,6,FALSE)),\"\",VLOOKUP($R72,'Curtailment Record'!$D$4:$I$3999,6,FALSE))","v":""}]
[68,209,"Sep",5,766,193,4.5999999999999996,84,54,24,0.09,23207,11327,11909,922,null,null,"3_15",15,{"$f":"IF(ISERROR(VLOOKUP($R73,'Curtailment Record'!$D$4:$I$3999,5,FALSE)),\"\",VLOOKUP($R73,'Curtailment Record'!$D$4:$I$3999,5,FALSE))","v":""},{"$f":"IF(ISERROR(VLOOKUP($R73,'Curtailment Record'!$D$4:$I$3999,6,FALSE)),\"\",VLOOKUP($R73,'Curtailment Record'!$D$4:$I$3999,6,FALSE))","v":""}]
[69,212,"Nov",6,14543,2850,3.2,97,13.5,0,7.0000000000000007E-2,37664,19150,13911,31,null,null,"3_16",16,{"$f":"IF(ISERROR(VLOOKUP($R74,'Curtailment Record'!$D$4:$I$3999,5,FALSE)),\"\",VLOOKUP($R74,'Curtailment Record'!$D$4:$I$3999,5,FALSE))","v":""},{"$f":"IF(ISERROR(VLOOKUP($R74,'Curtailment Record'!$D$4:$I$3999,6,FALSE)),\"\",VLOOKUP($R74,'Curtailment Record'!$D$4:$I$3999,6,FALSE))","v":""}]
[70,217,"Ag1",3,1078,421,3.3,92,67.900000000000006,61,0.14000000000000001,24534,11689,11070,2353,null,null,"3_17",17,{"$f":"IF(ISERROR(VLOOKUP($R75,'Curtailment Record'!$D$4:$I$3999,5,FALSE)),\"\",VLOOKUP($R75,'Curtailment Record'!$D$4:$I$3999,5,FALSE))","v":""},{"$f":"IF(ISERROR(VLOOKUP($R75,'Curtailment Record'!$D$4:$I$3999,6,FALSE)),\"\",VLOOKUP($R75,'Curtailment Record'!$D$4:$I$3999,6,FALSE))","v":""}]
[71,217,"Ag1",16,37221,2693,3.3,92,70.7,76,0.16,25499,13367,10689,113,null,null,"3_18",18,{"$f":"IF(ISERROR(VLOOKUP($R76,'Curtailment Record'!$D$4:$I$3999,5,FALSE)),\"\",VLOOKUP($R76,'Curtailment Record'!$D$4:$I$3999,5,FALSE))","v":""},{"$f":"IF(ISERROR(VLOOKUP($R76,'Curtailment Record'!$D$4:$I$3999,6,FALSE)),\"\",VLOOKUP($R76,'Curtailment Record'!$D$4:$I$3999,6,FALSE))","v":""}]
[72,217,"Ag1",16,10263,1335,3.3,92,70.2,72,0.1,25051,13105,11749,552,null,null,"3_19",19,{"$f":"IF(ISERROR(VLOOKUP($R77,'Curtailment Record'!$D$4:$I$3999,5,FALSE)),\"\",VLOOKUP($R77,'Curtailment Record'!$D$4:$I$3999,5,FALSE))","v":""},{"$f":"IF(ISERROR(VLOOKUP($R77,'Curtailment Record'!$D$4:$I$3999,6,FALSE)),\"\",VLOOKUP($R77,'Curtailment Record'!$D$4:$I$3999,6,FALSE))","v":""}]
[73,217,"Ag1",10,10538,1163,3.3,92,68.7,67,0.09,26546,14329,11980,96,null,null,"3_20",20,{"$f":"IF(ISERROR(VLOOKUP($R78,'Curtailment Record'!$D$4:$I$3999,5,FALSE)),\"\",VLOOKUP($R78,'Curtailment Record'!$D$4:$I$3999,5,FALSE))","v":""},{"$f":"IF(ISERROR(VLOOKUP($R78,'Curtailment Record'!$D$4:$I$3999,6,FALSE)),\"\",VLOOKUP($R78,'Curtailment Record'!$D$4:$I$3999,6,FALSE))","v":""}]
[74,217,"Ag1",13,11367,1208,3.3,92,70.599999999999994,71,0.09,26031,13535,11832,733,null,null,"3_21",21,{"$f":"IF(ISERROR(VLOOKUP($R79,'Curtailment Record'!$D$4:$I$3999,5,FALSE)),\"\",VLOOKUP($R79,'Curtailment Record'!$D$4:$I$3999,5,FALSE))","v":""},{"$f":"IF(ISERROR(VLOOKUP($R79,'Curtailment Record'!$D$4:$I$3999,6,FALSE)),\"\",VLOOKUP($R79,'Curtailment Record'!$D$4:$I$3999,6,FALSE))","v":""}]
[75,217,"Ag2",3,2042,821,2.8,89,73.099999999999994,95,0.01,25796,11423,13277,1263,null,null,"3_22",22,{"$f":"IF(ISERROR(VLOOKUP($R80,'Curtailment Record'!$D$4:$I$3999,5,FALSE)),\"\",VLOOKUP($R80,'Curtailment Record'!$D$4:$I$3999,5,FALSE))","v":""},{"$f":"IF(ISERROR(VLOOKUP($R80,'Curtailment Record'!$D$4:$I$3999,6,FALSE)),\"\",VLOOKUP($R80,'Curtailment Record'!$D$4:$I$3999,6,FALSE))","v":""}]
[76,217,"Ag2",15,24920,2021,2.8,89,74.3,97,0.03,25615,11925,12840,169,null,null,"3_23",23,{"$f":"IF(ISERROR(VLOOKUP($R81,'Curtailment Record'!$D$4:$I$3999,5,FALSE)),\"\",VLOOKUP($R81,'Curtailment Record'!$D$4:$I$3999,5,FALSE))","v":""},{"$f":"IF(ISERROR(VLOOKUP($R81,'Curtailment Record'!$D$4:$I$3999,6,FALSE)),\"\",VLOOKUP($R81,'Curtailment Record'!$D$4:$I$3999,6,FALSE))","v":""}]
[77,217,"Ag2",16,20059,1348,2.8,89,75.5,97,0.05,25514,12490,12572,178,null,null,"3_24",24,{"$f":"IF(ISERROR(VLOOKUP($R82,'Curtailment Record'!$D$4:$I$3999,5,FALSE)),\"\",VLOOKUP($R82,'Curtailment Record'!$D$4:$I$3999,5,FALSE))","v":""},{"$f":"IF(ISERROR(VLOOKUP($R82,'Curtailment Record'!$D$4:$I$3999,6,FALSE)),\"\",VLOOKUP($R82,'Curtailment Record'!$D$4:$I$3999,6,FALSE))","v":""}]
[78,217,"Ag2",15,8163,751,2.8,89,72.8,92,0.04,25190,11994,12728,904,null,null,"3_25",25,{"$f":"IF(ISERROR(VLOOKUP($R83,'Curtailment Record'!$D$4:$I$3999,5,FALSE)),\"\",VLOOKUP($R83,'Curtailment Record'!$D$4:$I$3999,5,FALSE))","v":""},{"$f":"IF(ISERROR(VLOOKUP($R83,'Curtailment Record'!$D$4:$I$3999,6,FALSE)),\"\",VLOOKUP($R83,'Curtailment Record'!$D$4:$I$3999,6,FALSE))","v":""}]
[79,217,"Ag2",1,171,171,2.8,89,71.2,88,0.09,18378,6234,11915,69,null,null,"3_26",26,{"$f":"IF(ISERROR(VLOOKUP($R84,'Curtailment Record'!$D$4:$I$3999,5,FALSE)),\"\",VLOOKUP($R84,'Curtailment Record'!$D$4:$I$3999,5,FALSE))","v":""},{"$f":"IF(ISERROR(VLOOKUP($R84,'Curtailment Record'!$D$4:$I$3999,6,FALSE)),\"\",VLOOKUP($R84,'Curtailment Record'!$D$4:$I$3999,6,FALSE))","v":""}]
[80,217,"Ag2",10,2265,580,2.8,89,63.9,46,0.11,22791,11877,11550,93,null,null,"3_27",27,{"$f":"IF(ISERROR(VLOOKUP($R85,'Curtailment Record'!$D$4:$I$3999,5,FALSE)),\"\",VLOOKUP($R85,'Curtailment Record'!$D$4:$I$3999,5,FALSE))","v":""},{"$f":"IF(ISERROR(VLOOKUP($R85,'Curtailment Record'!$D$4:$I$3999,6,FALSE)),\"\",VLOOKUP($R85,'Curtailment Record'!$D$4:$I$3999,6,FALSE))","v":""}]
[81,217,"Ag2",12,5400,624,2.8,89,64.400000000000006,47,0.05,23829,11579,12524,255,null,null,"3_28",28,{"$f":"IF(ISERROR(VLOOKUP($R86,'Curtailment Record'!$D$4:$I$3999,5,FALSE)),\"\",VLOOKUP($R86,'Curtailment Record'!$D$4:$I$3999,5,FALSE))","v":""},{"$f":"IF(ISERROR(VLOOKUP($R86,'Curtailment Record'!$D$4:$I$3999,6,FALSE)),\"\",VLOOKUP($R86,'Curtailment Record'!$D$4:$I$3999,6,FALSE))","v":""}]
[82,219,"Sep",2,107,97,4.3,90,69.400000000000006,91,0.13,21436,11402,11316,7,null,null,"3_29",29,{"$f":"IF(ISERROR(VLOOKUP($R87,'Curtailment Record'!$D$4:$I$3999,5,FALSE)),\"\",VLOOKUP($R87,'Curtailment Record'!$D$4:$I$3999,5,FALSE))","v":""},{"$f":"IF(ISERROR(VLOOKUP($R87,'Curtailment Record'!$D$4:$I$3999,6,FALSE)),\"\",VLOOKUP($R87,'Curtailment Record'!$D$4:$I$3999,6,FALSE))","v":""}]
[83,224,"Sep",1,868,868,4.2,92,66.7,70,0.06,23513,10622,12319,124,null,null,"3_30",30,{"$f":"IF(ISERROR(VLOOKUP($R88,'Curtailment Record'!$D$4:$I$3999,5,FALSE)),\"\",VLOOKUP($R88,'Curtailment Record'!$D$4:$I$3999,5,FALSE))","v":""},{"$f":"IF(ISERROR(VLOOKUP($R88,'Curtailment Record'!$D$4:$I$3999,6,FALSE)),\"\",VLOOKUP($R88,'Curtailment Record'!$D$4:$I$3999,6,FALSE))","v":""}]
[84,233,"Ag2",16,3414,439,2.7,92,66.5,67,0.14000000000000001,23471,12695,11123,419,null,null,"3_31",31,{"$f":"IF(ISERROR(VLOOKUP($R89,'Curtailment Record'!$D$4:$I$3999,5,FALSE)),\"\",VLOOKUP($R89,'Curtailment Record'!$D$4:$I$3999,5,FALSE))","v":""},{"$f":"IF(ISERROR(VLOOKUP($R89,'Curtailment Record'!$D$4:$I$3999,6,FALSE)),\"\",VLOOKUP($R89,'Curtailment Record'!$D$4:$I$3999,6,FALSE))","v":""}]
[85,234,"Oct",1,578,578,3.5,97,52.8,17,0.12,17681,5411,11478,136,null,null,"3_32",32,{"$f":"IF(ISERROR(VLOOKUP($R90,'Curtailment Record'!$D$4:$I$3999,5,FALSE)),\"\",VLOOKUP($R90,'Curtailment Record'!$D$4:$I$3999,5,FALSE))","v":""},{"$f":"IF(ISERROR(VLOOKUP($R90,'Curtailment Record'!$D$4:$I$3999,6,FALSE)),\"\",VLOOKUP($R90,'Curtailment Record'!$D$4:$I$3999,6,FALSE))","v":""}]
[86,234,"Oct",16,11079,755,3.5,97,56.4,66,0.11,22528,10660,11525,506,null,null,{"$f":"CONCATENATE($R$56,\"_\",S91)","v":"3_33"},33,{"$f":"IF(ISERROR(VLOOKUP($R91,'Curtailment Record'!$D$4:$I$3999,5,FALSE)),\"\",VLOOKUP($R91,'Curtailment Record'!$D$4:$I$3999,5,FALSE))","v":""},{"$f":"IF(ISERROR(VLOOKUP($R91,'Curtailment Record'!$D$4:$I$3999,6,FALSE)),\"\",VLOOKUP($R91,'Curtailment Record'!$D$4:$I$3999,6,FALSE))","v":""}]
[87,234,"Oct",16,14288,1005,3.5,97,55.9,55,0.1,23135,10979,11756,363,null,null,"3_34",34,{"$f":"IF(ISERROR(VLOOKUP($R92,'Curtailment Record'!$D$4:$I$3999,5,FALSE)),\"\",VLOOKUP($R92,'Curtailment Record'!$D$4:$I$3999,5,FALSE))","v":""},{"$f":"IF(ISERROR(VLOOKUP($R92,'Curtailment Record'!$D$4:$I$3999,6,FALSE)),\"\",VLOOKUP($R92,'Curtailment Record'!$D$4:$I$3999,6,FALSE))","v":""}]
[88,234,"Oct",16,10099,1027,3.5,97,50.2,22,0.17,23058,11264,10634,1384,null,null,"3_35",35,{"$f":"IF(ISERROR(VLOOKUP($R93,'Curtailment Record'!$D$4:$I$3999,5,FALSE)),\"\",VLOOKUP($R93,'Curtailment Record'!$D$4:$I$3999,5,FALSE))","v":""},{"$f":"IF(ISERROR(VLOOKUP($R93,'Curtailment Record'!$D$4:$I$3999,6,FALSE)),\"\",VLOOKUP($R93,'Curtailment Record'!$D$4:$I$3999,6,FALSE))","v":""}]
[89,234,"Oct",16,10693,769,3.5,97,47,3,0.14000000000000001,22982,12055,11027,87,null,null,"3_36",36,{"$f":"IF(ISERROR(VLOOKUP($R94,'Curtailment Record'!$D$4:$I$3999,5,FALSE)),\"\",VLOOKUP($R94,'Curtailment Record'!$D$4:$I$3999,5,FALSE))","v":""},{"$f":"IF(ISERROR(VLOOKUP($R94,'Curtailment Record'!$D$4:$I$3999,6,FALSE)),\"\",VLOOKUP($R94,'Curtailment Record'!$D$4:$I$3999,6,FALSE))","v":""}]
[90,234,"Oct",5,872,352,3.5,97,47,8,0.14000000000000001,21927,11157,11106,207,null,null,"3_37",37,{"$f":"IF(ISERROR(VLOOKUP($R95,'Curtailment Record'!$D$4:$I$3999,5,FALSE)),\"\",VLOOKUP($R95,'Curtailment Record'!$D$4:$I$3999,5,FALSE))","v":""},{"$f":"IF(ISERROR(VLOOKUP($R95,'Curtailment Record'!$D$4:$I$3999,6,FALSE)),\"\",VLOOKUP($R95,'Curtailment Record'!$D$4:$I$3999,6,FALSE))","v":""}]
[91,234,"Oct",4,2185,698,3.5,97,46.3,8,0.09,25112,13147,11947,560,null,null,"3_38",38,{"$f":"IF(ISERROR(VLOOKUP($R96,'Curtailment Record'!$D$4:$I$3999,5,FALSE)),\"\",VLOOKUP($R96,'Curtailment Record'!$D$4:$I$3999,5,FALSE))","v":""},{"$f":"IF(ISERROR(VLOOKUP($R96,'Curtailment Record'!$D$4:$I$3999,6,FALSE)),\"\",VLOOKUP($R96,'Curtailment Record'!$D$4:$I$3999,6,FALSE))","v":""}]
[92,234,"Oct",10,10676,1289,3.5,97,41.7,1,0.09,23560,9789,11905,1567,null,null,"3_39",39,{"$f":"IF(ISERROR(VLOOKUP($R97,'Curtailment Record'!$D$4:$I$3999,5,FALSE)),\"\",VLOOKUP($R97,'Curtailment Record'!$D$4:$I$3999,5,FALSE))","v":""},{"$f":"IF(ISERROR(VLOOKUP($R97,'Curtailment Record'!$D$4:$I$3999,6,FALSE)),\"\",VLOOKUP($R97,'Curtailment Record'!$D$4:$I$3999,6,FALSE))","v":""}]
[93,234,"Oct",12,9528,1116,3.5,97,41.4,1,0.09,23694,11503,11900,341,null,null,"3_40",40,{"$f":"IF(ISERROR(VLOOKUP($R98,'Curtailment Record'!$D$4:$I$3999,5,FALSE)),\"\",VLOOKUP($R98,'Curtailment Record'!$D$4:$I$3999,5,FALSE))","v":""},{"$f":"IF(ISERROR(VLOOKUP($R98,'Curtailment Record'!$D$4:$I$3999,6,FALSE)),\"\",VLOOKUP($R98,'Curtailment Record'!$D$4:$I$3999,6,FALSE))","v":""}]
[94,234,"Oct",15,7992,666,3.5,97,48,22,0.04,23383,10970,12678,61,null,null,"3_41",41,{"$f":"IF(ISERROR(VLOOKUP($R99,'Curtailment Record'!$D$4:$I$3999,5,FALSE)),\"\",VLOOKUP($R99,'Curtailment Record'!$D$4:$I$3999,5,FALSE))","v":""},{"$f":"IF(ISERROR(VLOOKUP($R99,'Curtailment Record'!$D$4:$I$3999,6,FALSE)),\"\",VLOOKUP($R99,'Curtailment Record'!$D$4:$I$3999,6,FALSE))","v":""}]
[95,234,"Oct",16,17300,1152,3.5,97,49.8,46,0.06,23857,11161,12413,58,null,null,"3_42",42,{"$f":"IF(ISERROR(VLOOKUP($R100,'Curtailment Record'!$D$4:$I$3999,5,FALSE)),\"\",VLOOKUP($R100,'Curtailment Record'!$D$4:$I$3999,5,FALSE))","v":""},{"$f":"IF(ISERROR(VLOOKUP($R100,'Curtailment Record'!$D$4:$I$3999,6,FALSE)),\"\",VLOOKUP($R100,'Curtailment Record'!$D$4:$I$3999,6,FALSE))","v":""}]
[96,234,"Oct",16,9489,616,3.5,97,44,30,7.0000000000000007E-2,24325,11939,12191,458,null,null,"3_43",43,{"$f":"IF(ISERROR(VLOOKUP($R101,'Curtailment Record'!$D$4:$I$3999,5,FALSE)),\"\",VLOOKUP($R101,'Curtailment Record'!$D$4:$I$3999,5,FALSE))","v":""},{"$f":"IF(ISERROR(VLOOKUP($R101,'Curtailment Record'!$D$4:$I$3999,6,FALSE)),\"\",VLOOKUP($R101,'Curtailment Record'!$D$4:$I$3999,6,FALSE))","v":""}]
[97,235,"Ag1",8,15596,2216,3.3,89,73.3,91,0.17,27249,15594,10576,97,null,null,"3_44",44,{"$f":"IF(ISERROR(VLOOKUP($R102,'Curtailment Record'!$D$4:$I$3999,5,FALSE)),\"\",VLOOKUP($R102,'Curtailment Record'!$D$4:$I$3999,5,FALSE))","v":""},{"$f":"IF(ISERROR(VLOOKUP($R102,'Curtailment Record'!$D$4:$I$3999,6,FALSE)),\"\",VLOOKUP($R102,'Curtailment Record'!$D$4:$I$3999,6,FALSE))","v":""}]
[98,235,"Ag1",16,25724,1936,3.3,89,73.5,92,0.2,25243,14361,10047,223,null,null,"3_45",45,{"$f":"IF(ISERROR(VLOOKUP($R103,'Curtailment Record'!$D$4:$I$3999,5,FALSE)),\"\",VLOOKUP($R103,'Curtailment Record'!$D$4:$I$3999,5,FALSE))","v":""},{"$f":"IF(ISERROR(VLOOKUP($R103,'Curtailment Record'!$D$4:$I$3999,6,FALSE)),\"\",VLOOKUP($R103,'Curtailment Record'!$D$4:$I$3999,6,FALSE))","v":""}]
[99,240,"Jan",15,12918,1132,4.3,75,12.8,0,0.05,36890,19669,14538,25,null,null,"3_46",46,{"$f":"IF(ISERROR(VLOOKUP($R104,'Curtailment Record'!$D$4:$I$3999,5,FALSE)),\"\",VLOOKUP($R104,'Curtailment Record'!$D$4:$I$3999,5,FALSE))","v":""},{"$f":"IF(ISERROR(VLOOKUP($R104,'Curtailment Record'!$D$4:$I$3999,6,FALSE)),\"\",VLOOKUP($R104,'Curtailment Record'!$D$4:$I$3999,6,FALSE))","v":""}]
[100,240,"Jan",16,10859,836,4.3,75,11.8,0,7.0000000000000007E-2,37134,20108,14240,306,null,null,"3_47",47,{"$f":"IF(ISERROR(VLOOKUP($R105,'Curtailment Record'!$D$4:$I$3999,5,FALSE)),\"\",VLOOKUP($R105,'Curtailment Record'!$D$4:$I$3999,5,FALSE))","v":""},{"$f":"IF(ISERROR(VLOOKUP($R105,'Curtailment Record'!$D$4:$I$3999,6,FALSE)),\"\",VLOOKUP($R105,'Curtailment Record'!$D$4:$I$3999,6,FALSE))","v":""}]
[101,251,"Sep",7,3057,472,4.7,77,60,20,0.23,21714,12651,9619,28,null,null,"3_48",48,{"$f":"IF(ISERROR(VLOOKUP($R106,'Curtailment Record'!$D$4:$I$3999,5,FALSE)),\"\",VLOOKUP($R106,'Curtailment Record'!$D$4:$I$3999,5,FALSE))","v":""},{"$f":"IF(ISERROR(VLOOKUP($R106,'Curtailment Record'!$D$4:$I$3999,6,FALSE)),\"\",VLOOKUP($R106,'Curtailment Record'!$D$4:$I$3999,6,FALSE))","v":""}]
[102,251,"Sep",2,376,214,4.7,77,60,20,0.21,23010,13478,9868,26,null,null,"3_49",49,{"$f":"IF(ISERROR(VLOOKUP($R107,'Curtailment Record'!$D$4:$I$3999,5,FALSE)),\"\",VLOOKUP($R107,'Curtailment Record'!$D$4:$I$3999,5,FALSE))","v":""},{"$f":"IF(ISERROR(VLOOKUP($R107,'Curtailment Record'!$D$4:$I$3999,6,FALSE)),\"\",VLOOKUP($R107,'Curtailment Record'!$D$4:$I$3999,6,FALSE))","v":""}]
[103,253,"Jan",14,16305,1481,4.5,67,17.100000000000001,3,0.03,34950,16902,14906,14,null,null,"3_50",50,{"$f":"IF(ISERROR(VLOOKUP($R108,'Curtailment Record'!$D$4:$I$3999,5,FALSE)),\"\",VLOOKUP($R108,'Curtailment Record'!$D$4:$I$3999,5,FALSE))","v":""},{"$f":"IF(ISERROR(VLOOKUP($R108,'Curtailment Record'!$D$4:$I$3999,6,FALSE)),\"\",VLOOKUP($R108,'Curtailment Record'!$D$4:$I$3999,6,FALSE))","v":""}]
[104,253,"Jan",14,11009,1522,4.5,67,13.5,0,0.09,33305,16571,13767,361,null,null,"3_51",51,{"$f":"IF(ISERROR(VLOOKUP($R109,'Curtailment Record'!$D$4:$I$3999,5,FALSE)),\"\",VLOOKUP($R109,'Curtailment Record'!$D$4:$I$3999,5,FALSE))","v":""},{"$f":"IF(ISERROR(VLOOKUP($R109,'Curtailment Record'!$D$4:$I$3999,6,FALSE)),\"\",VLOOKUP($R109,'Curtailment Record'!$D$4:$I$3999,6,FALSE))","v":""}]
[105,253,"Jan",18,51325,3200,4.5,67,8.5,0,0.09,36524,17377,13886,419,null,null,"3_52",52,{"$f":"IF(ISERROR(VLOOKUP($R110,'Curtailment Record'!$D$4:$I$3999,5,FALSE)),\"\",VLOOKUP($R110,'Curtailment Record'!$D$4:$I$3999,5,FALSE))","v":""},{"$f":"IF(ISERROR(VLOOKUP($R110,'Curtailment Record'!$D$4:$I$3999,6,FALSE)),\"\",VLOOKUP($R110,'Curtailment Record'!$D$4:$I$3999,6,FALSE))","v":""}]
[106,253,"Jan",16,10268,720,4.5,67,13.4,0,7.0000000000000007E-2,36186,17032,14191,2519,null,null,"3_53",53,{"$f":"IF(ISERROR(VLOOKUP($R111,'Curtailment Record'!$D$4:$I$3999,5,FALSE)),\"\",VLOOKUP($R111,'Curtailment Record'!$D$4:$I$3999,5,FALSE))","v":""},{"$f":"IF(ISERROR(VLOOKUP($R111,'Curtailment Record'!$D$4:$I$3999,6,FALSE)),\"\",VLOOKUP($R111,'Curtailment Record'!$D$4:$I$3999,6,FALSE))","v":""}]
[107,253,"Jan",9,2980,644,4.5,67,11.8,0,0.09,32809,15233,13761,677,null,null,"3_54",54,{"$f":"IF(ISERROR(VLOOKUP($R112,'Curtailment Record'!$D$4:$I$3999,5,FALSE)),\"\",VLOOKUP($R112,'Curtailment Record'!$D$4:$I$3999,5,FALSE))","v":""},{"$f":"IF(ISERROR(VLOOKUP($R112,'Curtailment Record'!$D$4:$I$3999,6,FALSE)),\"\",VLOOKUP($R112,'Curtailment Record'!$D$4:$I$3999,6,FALSE))","v":""}]
[108,253,"Jan",18,7020,409,4.5,67,10.3,0,0.11,33301,15486,13505,419,null,null,"3_55",55,{"$f":"IF(ISERROR(VLOOKUP($R113,'Curtailment Record'!$D$4:$I$3999,5,FALSE)),\"\",VLOOKUP($R113,'Curtailment Record'!$D$4:$I$3999,5,FALSE))","v":""},{"$f":"IF(ISERROR(VLOOKUP($R113,'Curtailment Record'!$D$4:$I$3999,6,FALSE)),\"\",VLOOKUP($R113,'Curtailment Record'!$D$4:$I$3999,6,FALSE))","v":""}]
[109,253,"Jan",18,19715,1679,4.5,67,11.2,1,0.03,35129,16462,14868,713,null,null,"3_56",56,{"$f":"IF(ISERROR(VLOOKUP($R114,'Curtailment Record'!$D$4:$I$3999,5,FALSE)),\"\",VLOOKUP($R114,'Curtailment Record'!$D$4:$I$3999,5,FALSE))","v":""},{"$f":"IF(ISERROR(VLOOKUP($R114,'Curtailment Record'!$D$4:$I$3999,6,FALSE)),\"\",VLOOKUP($R114,'Curtailment Record'!$D$4:$I$3999,6,FALSE))","v":""}]
[110,253,"Ag2",5,2821,673,3.4,58,67.400000000000006,74,0.13,23221,11860,11225,372,null,null,"3_57",57,{"$f":"IF(ISERROR(VLOOKUP($R115,'Curtailment Record'!$D$4:$I$3999,5,FALSE)),\"\",VLOOKUP($R115,'Curtailment Record'!$D$4:$I$3999,5,FALSE))","v":""},{"$f":"IF(ISERROR(VLOOKUP($R115,'Curtailment Record'!$D$4:$I$3999,6,FALSE)),\"\",VLOOKUP($R115,'Curtailment Record'!$D$4:$I$3999,6,FALSE))","v":""}]
[111,253,"Ag2",9,2332,292,3.4,58,67.400000000000006,79,0.11,23445,12444,11633,92,null,null,"3_58",58,{"$f":"IF(ISERROR(VLOOKUP($R116,'Curtailment Record'!$D$4:$I$3999,5,FALSE)),\"\",VLOOKUP($R116,'Curtailment Record'!$D$4:$I$3999,5,FALSE))","v":""},{"$f":"IF(ISERROR(VLOOKUP($R116,'Curtailment Record'!$D$4:$I$3999,6,FALSE)),\"\",VLOOKUP($R116,'Curtailment Record'!$D$4:$I$3999,6,FALSE))","v":""}]
[112,276,"Dec",12,18652,2231,4.2,75,11.2,0,0.09,37602,19598,13875,336,null,null,"3_59",59,{"$f":"IF(ISERROR(VLOOKUP($R117,'Curtailment Record'!$D$4:$I$3999,5,FALSE)),\"\",VLOOKUP($R117,'Curtailment Record'!$D$4:$I$3999,5,FALSE))","v":""},{"$f":"IF(ISERROR(VLOOKUP($R117,'Curtailment Record'!$D$4:$I$3999,6,FALSE)),\"\",VLOOKUP($R117,'Curtailment Record'!$D$4:$I$3999,6,FALSE))","v":""}]
[113,289,"Nov",16,33868,2742,4.3,75,10.5,0,0.1,38143,20148,13284,552,null,null,"3_60",60,{"$f":"IF(ISERROR(VLOOKUP($R118,'Curtailment Record'!$D$4:$I$3999,5,FALSE)),\"\",VLOOKUP($R118,'Curtailment Record'!$D$4:$I$3999,5,FALSE))","v":""},{"$f":"IF(ISERROR(VLOOKUP($R118,'Curtailment Record'!$D$4:$I$3999,6,FALSE)),\"\",VLOOKUP($R118,'Curtailment Record'!$D$4:$I$3999,6,FALSE))","v":""}]
[114,294,"Dec",7,7844,2179,6,28,8.3000000000000007,0,0.12,39004,22382,13316,1,null,null,"3_61",61,{"$f":"IF(ISERROR(VLOOKUP($R119,'Curtailment Record'!$D$4:$I$3999,5,FALSE)),\"\",VLOOKUP($R119,'Curtailment Record'!$D$4:$I$3999,5,FALSE))","v":""},{"$f":"IF(ISERROR(VLOOKUP($R119,'Curtailment Record'!$D$4:$I$3999,6,FALSE)),\"\",VLOOKUP($R119,'Curtailment Record'!$D$4:$I$3999,6,FALSE))","v":""}]
[115,294,"Dec",10,3947,1095,6,28,10.5,1,7.0000000000000007E-2,38326,21627,14144,67,null,null,"3_62",62,{"$f":"IF(ISERROR(VLOOKUP($R120,'Curtailment Record'!$D$4:$I$3999,5,FALSE)),\"\",VLOOKUP($R120,'Curtailment Record'!$D$4:$I$3999,5,FALSE))","v":""},{"$f":"IF(ISERROR(VLOOKUP($R120,'Curtailment Record'!$D$4:$I$3999,6,FALSE)),\"\",VLOOKUP($R120,'Curtailment Record'!$D$4:$I$3999,6,FALSE))","v":""}]
[116,297,"Jul",16,9695,618,10.5,91,80.8,100,0.16,26289,15671,10757,527,null,null,"3_63",63,{"$f":"IF(ISERROR(VLOOKUP($R121,'Curtailment Record'!$D$4:$I$3999,5,FALSE)),\"\",VLOOKUP($R121,'Curtailment Record'!$D$4:$I$3999,5,FALSE))","v":""},{"$f":"IF(ISERROR(VLOOKUP($R121,'Curtailment Record'!$D$4:$I$3999,6,FALSE)),\"\",VLOOKUP($R121,'Curtailment Record'!$D$4:$I$3999,6,FALSE))","v":""}]
[117,297,"Jul",16,18726,1397,10.5,91,80.099999999999994,100,0.17,25893,15181,10576,236,null,null,"3_64",64,{"$f":"IF(ISERROR(VLOOKUP($R122,'Curtailment Record'!$D$4:$I$3999,5,FALSE)),\"\",VLOOKUP($R122,'Curtailment Record'!$D$4:$I$3999,5,FALSE))","v":""},{"$f":"IF(ISERROR(VLOOKUP($R122,'Curtailment Record'!$D$4:$I$3999,6,FALSE)),\"\",VLOOKUP($R122,'Curtailment Record'!$D$4:$I$3999,6,FALSE))","v":""}]
[118,297,"Jul",16,15656,1216,10.5,91,81,100,0.15,26396,15429,10916,343,null,null,{"$f":"CONCATENATE($R$56,\"_\",S123)","v":"3_65"},65,{"$f":"IF(ISERROR(VLOOKUP($R123,'Curtailment Record'!$D$4:$I$3999,5,FALSE)),\"\",VLOOKUP($R123,'Curtailment Record'!$D$4:$I$3999,5,FALSE))","v":""},{"$f":"IF(ISERROR(VLOOKUP($R123,'Curtailment Record'!$D$4:$I$3999,6,FALSE)),\"\",VLOOKUP($R123,'Curtailment Record'!$D$4:$I$3999,6,FALSE))","v":""}]
[119,297,"Ag1",16,22386,1511,3.3,92,73.8,92,0.06,26164,13236,12382,144,null,null,"3_66",66,{"$f":"IF(ISERROR(VLOOKUP($R124,'Curtailment Record'!$D$4:$I$3999,5,FALSE)),\"\",VLOOKUP($R124,'Curtailment Record'!$D$4:$I$3999,5,FALSE))","v":""},{"$f":"IF(ISERROR(VLOOKUP($R124,'Curtailment Record'!$D$4:$I$3999,6,FALSE)),\"\",VLOOKUP($R124,'Curtailment Record'!$D$4:$I$3999,6,FALSE))","v":""}]
[120,297,"Ag1",7,5164,856,3.3,92,71.3,75,0.12,26693,13791,11322,1849,null,null,"3_67",67,{"$f":"IF(ISERROR(VLOOKUP($R125,'Curtailment Record'!$D$4:$I$3999,5,FALSE)),\"\",VLOOKUP($R125,'Curtailment Record'!$D$4:$I$3999,5,FALSE))","v":""},{"$f":"IF(ISERROR(VLOOKUP($R125,'Curtailment Record'!$D$4:$I$3999,6,FALSE)),\"\",VLOOKUP($R125,'Curtailment Record'!$D$4:$I$3999,6,FALSE))","v":""}]
[121,297,"Ag1",15,9953,907,3.3,92,72.3,88,0.13,25494,13167,11244,1419,null,null,"3_68",68,{"$f":"IF(ISERROR(VLOOKUP($R126,'Curtailment Record'!$D$4:$I$3999,5,FALSE)),\"\",VLOOKUP($R126,'Curtailment Record'!$D$4:$I$3999,5,FALSE))","v":""},{"$f":"IF(ISERROR(VLOOKUP($R126,'Curtailment Record'!$D$4:$I$3999,6,FALSE)),\"\",VLOOKUP($R126,'Curtailment Record'!$D$4:$I$3999,6,FALSE))","v":""}]
[122,297,"Ag2",3,726,347,2.8,89,66.099999999999994,70,0.08,25048,13100,12079,330,null,null,"3_69",69,{"$f":"IF(ISERROR(VLOOKUP($R127,'Curtailment Record'!$D$4:$I$3999,5,FALSE)),\"\",VLOOKUP($R127,'Curtailment Record'!$D$4:$I$3999,5,FALSE))","v":""},{"$f":"IF(ISERROR(VLOOKUP($R127,'Curtailment Record'!$D$4:$I$3999,6,FALSE)),\"\",VLOOKUP($R127,'Curtailment Record'!$D$4:$I$3999,6,FALSE))","v":""}]
[123,297,"Ag2",2,548,492,2.8,89,65.3,58,0.08,21230,7458,12080,1474,null,null,"3_70",70,{"$f":"IF(ISERROR(VLOOKUP($R128,'Curtailment Record'!$D$4:$I$3999,5,FALSE)),\"\",VLOOKUP($R128,'Curtailment Record'!$D$4:$I$3999,5,FALSE))","v":""},{"$f":"IF(ISERROR(VLOOKUP($R128,'Curtailment Record'!$D$4:$I$3999,6,FALSE)),\"\",VLOOKUP($R128,'Curtailment Record'!$D$4:$I$3999,6,FALSE))","v":""}]
[124,297,"Ag2",16,3807,389,2.8,89,71,93,7.0000000000000007E-2,23907,12386,12179,83,null,null,"3_71",71,{"$f":"IF(ISERROR(VLOOKUP($R129,'Curtailment Record'!$D$4:$I$3999,5,FALSE)),\"\",VLOOKUP($R129,'Curtailment Record'!$D$4:$I$3999,5,FALSE))","v":""},{"$f":"IF(ISERROR(VLOOKUP($R129,'Curtailment Record'!$D$4:$I$3999,6,FALSE)),\"\",VLOOKUP($R129,'Curtailment Record'!$D$4:$I$3999,6,FALSE))","v":""}]
[125,297,"Ag2",6,2581,584,2.8,89,67.5,68,0.14000000000000001,21918,10104,11030,403,null,null,"3_72",72,{"$f":"IF(ISERROR(VLOOKUP($R130,'Curtailment Record'!$D$4:$I$3999,5,FALSE)),\"\",VLOOKUP($R130,'Curtailment Record'!$D$4:$I$3999,5,FALSE))","v":""},{"$f":"IF(ISERROR(VLOOKUP($R130,'Curtailment Record'!$D$4:$I$3999,6,FALSE)),\"\",VLOOKUP($R130,'Curtailment Record'!$D$4:$I$3999,6,FALSE))","v":""}]
[126,297,"Ag2",14,11544,958,2.8,89,68.099999999999994,84,0.1,24755,12814,11733,334,null,null,"3_73",73,{"$f":"IF(ISERROR(VLOOKUP($R131,'Curtailment Record'!$D$4:$I$3999,5,FALSE)),\"\",VLOOKUP($R131,'Curtailment Record'!$D$4:$I$3999,5,FALSE))","v":""},{"$f":"IF(ISERROR(VLOOKUP($R131,'Curtailment Record'!$D$4:$I$3999,6,FALSE)),\"\",VLOOKUP($R131,'Curtailment Record'!$D$4:$I$3999,6,FALSE))","v":""}]
[127,299,"Ag2",6,3990,808,2.6,97,70.7,93,0.09,25626,13979,11836,4,null,null,"3_74",74,{"$f":"IF(ISERROR(VLOOKUP($R132,'Curtailment Record'!$D$4:$I$3999,5,FALSE)),\"\",VLOOKUP($R132,'Curtailment Record'!$D$4:$I$3999,5,FALSE))","v":""},{"$f":"IF(ISERROR(VLOOKUP($R132,'Curtailment Record'!$D$4:$I$3999,6,FALSE)),\"\",VLOOKUP($R132,'Curtailment Record'!$D$4:$I$3999,6,FALSE))","v":""}]
[128,306,"Ag2",9,3251,458,2.5,100,67.8,76,0.1,25856,14660,11680,68,null,null,"3_75",75,{"$f":"IF(ISERROR(VLOOKUP($R133,'Curtailment Record'!$D$4:$I$3999,5,FALSE)),\"\",VLOOKUP($R133,'Curtailment Record'!$D$4:$I$3999,5,FALSE))","v":""},{"$f":"IF(ISERROR(VLOOKUP($R133,'Curtailment Record'!$D$4:$I$3999,6,FALSE)),\"\",VLOOKUP($R133,'Curtailment Record'!$D$4:$I$3999,6,FALSE))","v":""}]
[129,314,"Oct",13,6153,805,3.5,97,40.200000000000003,0,0.05,24168,11847,12605,45,null,null,"3_76",76,{"$f":"IF(ISERROR(VLOOKUP($R134,'Curtailment Record'!$D$4:$I$3999,5,FALSE)),\"\",VLOOKUP($R134,'Curtailment Record'!$D$4:$I$3999,5,FALSE))","v":""},{"$f":"IF(ISERROR(VLOOKUP($R134,'Curtailment Record'!$D$4:$I$3999,6,FALSE)),\"\",VLOOKUP($R134,'Curtailment Record'!$D$4:$I$3999,6,FALSE))","v":""}]
[130,315,"Jan",10,8433,1032,4.9000000000000004,59,10.6,0,7.0000000000000007E-2,32596,15419,14174,98,null,null,"3_77",77,{"$f":"IF(ISERROR(VLOOKUP($R135,'Curtailment Record'!$D$4:$I$3999,5,FALSE)),\"\",VLOOKUP($R135,'Curtailment Record'!$D$4:$I$3999,5,FALSE))","v":""},{"$f":"IF(ISERROR(VLOOKUP($R135,'Curtailment Record'!$D$4:$I$3999,6,FALSE)),\"\",VLOOKUP($R135,'Curtailment Record'!$D$4:$I$3999,6,FALSE))","v":""}]
[131,315,"Jan",18,30220,1895,4.9000000000000004,59,7.1,0,0.04,35573,17025,14802,76,null,null,"3_78",78,{"$f":"IF(ISERROR(VLOOKUP($R136,'Curtailment Record'!$D$4:$I$3999,5,FALSE)),\"\",VLOOKUP($R136,'Curtailment Record'!$D$4:$I$3999,5,FALSE))","v":""},{"$f":"IF(ISERROR(VLOOKUP($R136,'Curtailment Record'!$D$4:$I$3999,6,FALSE)),\"\",VLOOKUP($R136,'Curtailment Record'!$D$4:$I$3999,6,FALSE))","v":""}]
[132,323,"Jan",13,32354,2674,3.1,97,9.9,0,0.04,34978,15633,14799,57,null,null,"3_79",79,{"$f":"IF(ISERROR(VLOOKUP($R137,'Curtailment Record'!$D$4:$I$3999,5,FALSE)),\"\",VLOOKUP($R137,'Curtailment Record'!$D$4:$I$3999,5,FALSE))","v":""},{"$f":"IF(ISERROR(VLOOKUP($R137,'Curtailment Record'!$D$4:$I$3999,6,FALSE)),\"\",VLOOKUP($R137,'Curtailment Record'!$D$4:$I$3999,6,FALSE))","v":""}]
[133,332,"Ag1",5,4395,1041,3.6,75,76.7,97,0.09,27042,13900,11915,1452,null,null,"3_80",80,{"$f":"IF(ISERROR(VLOOKUP($R138,'Curtailment Record'!$D$4:$I$3999,5,FALSE)),\"\",VLOOKUP($R138,'Curtailment Record'!$D$4:$I$3999,5,FALSE))","v":""},{"$f":"IF(ISERROR(VLOOKUP($R138,'Curtailment Record'!$D$4:$I$3999,6,FALSE)),\"\",VLOOKUP($R138,'Curtailment Record'!$D$4:$I$3999,6,FALSE))","v":""}]
[134,333,"Oct",2,73,37,5.7,24,57.6,93,0.19,23607,14246,10214,132,null,null,"3_81",81,{"$f":"IF(ISERROR(VLOOKUP($R139,'Curtailment Record'!$D$4:$I$3999,5,FALSE)),\"\",VLOOKUP($R139,'Curtailment Record'!$D$4:$I$3999,5,FALSE))","v":""},{"$f":"IF(ISERROR(VLOOKUP($R139,'Curtailment Record'!$D$4:$I$3999,6,FALSE)),\"\",VLOOKUP($R139,'Curtailment Record'!$D$4:$I$3999,6,FALSE))","v":""}]
[135,341,"Ag1",16,13958,995,4,59,76.400000000000006,99,0.14000000000000001,26528,14841,11122,689,null,null,"3_82",82,{"$f":"IF(ISERROR(VLOOKUP($R140,'Curtailment Record'!$D$4:$I$3999,5,FALSE)),\"\",VLOOKUP($R140,'Curtailment Record'!$D$4:$I$3999,5,FALSE))","v":""},{"$f":"IF(ISERROR(VLOOKUP($R140,'Curtailment Record'!$D$4:$I$3999,6,FALSE)),\"\",VLOOKUP($R140,'Curtailment Record'!$D$4:$I$3999,6,FALSE))","v":""}]
[136,341,"Ag1",16,12998,1314,4,59,76.599999999999994,96,0.12,26151,14771,11389,175,null,null,"3_83",83,{"$f":"IF(ISERROR(VLOOKUP($R141,'Curtailment Record'!$D$4:$I$3999,5,FALSE)),\"\",VLOOKUP($R141,'Curtailment Record'!$D$4:$I$3999,5,FALSE))","v":""},{"$f":"IF(ISERROR(VLOOKUP($R141,'Curtailment Record'!$D$4:$I$3999,6,FALSE)),\"\",VLOOKUP($R141,'Curtailment Record'!$D$4:$I$3999,6,FALSE))","v":""}]
[137,341,"Sep",11,6638,752,4.8,72,53.2,20,0.16,22740,12090,10833,51,null,null,"3_84",84,{"$f":"IF(ISERROR(VLOOKUP($R142,'Curtailment Record'!$D$4:$I$3999,5,FALSE)),\"\",VLOOKUP($R142,'Curtailment Record'!$D$4:$I$3999,5,FALSE))","v":""},{"$f":"IF(ISERROR(VLOOKUP($R142,'Curtailment Record'!$D$4:$I$3999,6,FALSE)),\"\",VLOOKUP($R142,'Curtailment Record'!$D$4:$I$3999,6,FALSE))","v":""}]
[138,341,"Sep",16,15876,1205,4.8,72,49.6,5,0.16,22804,11850,10830,69,null,null,"3_85",85,{"$f":"IF(ISERROR(VLOOKUP($R143,'Curtailment Record'!$D$4:$I$3999,5,FALSE)),\"\",VLOOKUP($R143,'Curtailment Record'!$D$4:$I$3999,5,FALSE))","v":""},{"$f":"IF(ISERROR(VLOOKUP($R143,'Curtailment Record'!$D$4:$I$3999,6,FALSE)),\"\",VLOOKUP($R143,'Curtailment Record'!$D$4:$I$3999,6,FALSE))","v":""}]
[139,345,"Dec",1,0,0,3.4,94,7.8,0,7.0000000000000007E-2,46257,30408,14206,40,null,null,"3_86",86,{"$f":"IF(ISERROR(VLOOKUP($R144,'Curtailment Record'!$D$4:$I$3999,5,FALSE)),\"\",VLOOKUP($R144,'Curtailment Record'!$D$4:$I$3999,5,FALSE))","v":""},{"$f":"IF(ISERROR(VLOOKUP($R144,'Curtailment Record'!$D$4:$I$3999,6,FALSE)),\"\",VLOOKUP($R144,'Curtailment Record'!$D$4:$I$3999,6,FALSE))","v":""}]
[140,369,"Sep",3,183,171,4.5999999999999996,84,58.8,41,0.12,23367,10804,11466,1850,null,null,"3_87",87,{"$f":"IF(ISERROR(VLOOKUP($R145,'Curtailment Record'!$D$4:$I$3999,5,FALSE)),\"\",VLOOKUP($R145,'Curtailment Record'!$D$4:$I$3999,5,FALSE))","v":""},{"$f":"IF(ISERROR(VLOOKUP($R145,'Curtailment Record'!$D$4:$I$3999,6,FALSE)),\"\",VLOOKUP($R145,'Curtailment Record'!$D$4:$I$3999,6,FALSE))","v":""}]
[141,369,"Sep",11,10504,1125,4.5999999999999996,84,68.900000000000006,100,0.13,22811,11214,11326,153,null,null,"3_88",88,{"$f":"IF(ISERROR(VLOOKUP($R146,'Curtailment Record'!$D$4:$I$3999,5,FALSE)),\"\",VLOOKUP($R146,'Curtailment Record'!$D$4:$I$3999,5,FALSE))","v":""},{"$f":"IF(ISERROR(VLOOKUP($R146,'Curtailment Record'!$D$4:$I$3999,6,FALSE)),\"\",VLOOKUP($R146,'Curtailment Record'!$D$4:$I$3999,6,FALSE))","v":""}]
[142,371,"Dec",17,37859,2318,3.5,90,8.3000000000000007,0,7.0000000000000007E-2,38265,19501,14073,357,null,null,"3_89",89,{"$f":"IF(ISERROR(VLOOKUP($R147,'Curtailment Record'!$D$4:$I$3999,5,FALSE)),\"\",VLOOKUP($R147,'Curtailment Record'!$D$4:$I$3999,5,FALSE))","v":""},{"$f":"IF(ISERROR(VLOOKUP($R147,'Curtailment Record'!$D$4:$I$3999,6,FALSE)),\"\",VLOOKUP($R147,'Curtailment Record'!$D$4:$I$3999,6,FALSE))","v":""}]
[143,371,"Dec",18,52082,3005,3.5,90,10.5,1,0.08,37621,18467,14027,40,null,null,"3_90",90,{"$f":"IF(ISERROR(VLOOKUP($R148,'Curtailment Record'!$D$4:$I$3999,5,FALSE)),\"\",VLOOKUP($R148,'Curtailment Record'!$D$4:$I$3999,5,FALSE))","v":""},{"$f":"IF(ISERROR(VLOOKUP($R148,'Curtailment Record'!$D$4:$I$3999,6,FALSE)),\"\",VLOOKUP($R148,'Curtailment Record'!$D$4:$I$3999,6,FALSE))","v":""}]
[144,371,"Dec",13,1264,224,3.5,90,14,1,0.08,35757,19422,13895,270,null,null,"3_91",91,{"$f":"IF(ISERROR(VLOOKUP($R149,'Curtailment Record'!$D$4:$I$3999,5,FALSE)),\"\",VLOOKUP($R149,'Curtailment Record'!$D$4:$I$3999,5,FALSE))","v":""},{"$f":"IF(ISERROR(VLOOKUP($R149,'Curtailment Record'!$D$4:$I$3999,6,FALSE)),\"\",VLOOKUP($R149,'Curtailment Record'!$D$4:$I$3999,6,FALSE))","v":""}]
[145,377,"Ag1",3,1767,864,3.3,92,73,91,0.04,25763,11171,12777,2162,null,null,"3_92",92,{"$f":"IF(ISERROR(VLOOKUP($R150,'Curtailment Record'!$D$4:$I$3999,5,FALSE)),\"\",VLOOKUP($R150,'Curtailment Record'!$D$4:$I$3999,5,FALSE))","v":""},{"$f":"IF(ISERROR(VLOOKUP($R150,'Curtailment Record'!$D$4:$I$3999,6,FALSE)),\"\",VLOOKUP($R150,'Curtailment Record'!$D$4:$I$3999,6,FALSE))","v":""}]
[146,377,"Ag1",16,9341,935,3.3,92,74.5,95,0.08,25960,13217,12127,1029,null,null,"3_93",93,{"$f":"IF(ISERROR(VLOOKUP($R151,'Curtailment Record'!$D$4:$I$3999,5,FALSE)),\"\",VLOOKUP($R151,'Curtailment Record'!$D$4:$I$3999,5,FALSE))","v":""},{"$f":"IF(ISERROR(VLOOKUP($R151,'Curtailment Record'!$D$4:$I$3999,6,FALSE)),\"\",VLOOKUP($R151,'Curtailment Record'!$D$4:$I$3999,6,FALSE))","v":""}]
[147,377,"Ag1",5,4733,1084,3.3,92,72,82,0.04,25948,12966,12702,438,null,null,"3_94",94,{"$f":"IF(ISERROR(VLOOKUP($R152,'Curtailment Record'!$D$4:$I$3999,5,FALSE)),\"\",VLOOKUP($R152,'Curtailment Record'!$D$4:$I$3999,5,FALSE))","v":""},{"$f":"IF(ISERROR(VLOOKUP($R152,'Curtailment Record'!$D$4:$I$3999,6,FALSE)),\"\",VLOOKUP($R152,'Curtailment Record'!$D$4:$I$3999,6,FALSE))","v":""}]
[148,377,"Ag1",15,6024,404,3.3,92,73.7,86,0.02,26013,13585,13020,6,null,null,"3_95",95,{"$f":"IF(ISERROR(VLOOKUP($R153,'Curtailment Record'!$D$4:$I$3999,5,FALSE)),\"\",VLOOKUP($R153,'Curtailment Record'!$D$4:$I$3999,5,FALSE))","v":""},{"$f":"IF(ISERROR(VLOOKUP($R153,'Curtailment Record'!$D$4:$I$3999,6,FALSE)),\"\",VLOOKUP($R153,'Curtailment Record'!$D$4:$I$3999,6,FALSE))","v":""}]
[149,377,"Ag1",15,10974,874,3.3,92,73.5,91,0.02,25565,12496,13006,331,null,null,"3_96",96,{"$f":"IF(ISERROR(VLOOKUP($R154,'Curtailment Record'!$D$4:$I$3999,5,FALSE)),\"\",VLOOKUP($R154,'Curtailment Record'!$D$4:$I$3999,5,FALSE))","v":""},{"$f":"IF(ISERROR(VLOOKUP($R154,'Curtailment Record'!$D$4:$I$3999,6,FALSE)),\"\",VLOOKUP($R154,'Curtailment Record'!$D$4:$I$3999,6,FALSE))","v":""}]
[150,377,"Ag2",15,13875,1209,2.8,89,68.599999999999994,74,0.1,25094,12989,11816,344,null,null,{"$f":"CONCATENATE($R$56,\"_\",S155)","v":"3_97"},97,{"$f":"IF(ISERROR(VLOOKUP($R155,'Curtailment Record'!$D$4:$I$3999,5,FALSE)),\"\",VLOOKUP($R155,'Curtailment Record'!$D$4:$I$3999,5,FALSE))","v":""},{"$f":"IF(ISERROR(VLOOKUP($R155,'Curtailment Record'!$D$4:$I$3999,6,FALSE)),\"\",VLOOKUP($R155,'Curtailment Record'!$D$4:$I$3999,6,FALSE))","v":""}]
[151,377,"Ag2",13,2696,287,2.8,89,66.099999999999994,53,7.0000000000000007E-2,23817,12392,12216,11,null,null,"3_98",98,{"$f":"IF(ISERROR(VLOOKUP($R156,'Curtailment Record'!$D$4:$I$3999,5,FALSE)),\"\",VLOOKUP($R156,'Curtailment Record'!$D$4:$I$3999,5,FALSE))","v":""},{"$f":"IF(ISERROR(VLOOKUP($R156,'Curtailment Record'!$D$4:$I$3999,6,FALSE)),\"\",VLOOKUP($R156,'Curtailment Record'!$D$4:$I$3999,6,FALSE))","v":""}]
[152,377,"Ag2",7,123,24,2.8,89,66.7,72,0.04,24884,12080,12686,1073,null,null,"3_99",99,{"$f":"IF(ISERROR(VLOOKUP($R157,'Curtailment Record'!$D$4:$I$3999,5,FALSE)),\"\",VLOOKUP($R157,'Curtailment Record'!$D$4:$I$3999,5,FALSE))","v":""},{"$f":"IF(ISERROR(VLOOKUP($R157,'Curtailment Record'!$D$4:$I$3999,6,FALSE)),\"\",VLOOKUP($R157,'Curtailment Record'!$D$4:$I$3999,6,FALSE))","v":""}]
[153,384,"Ag1",16,20870,1714,3.2,94,74.7,92,0.12,25779,13940,11408,124,null,null,"3_100",100,{"$f":"IF(ISERROR(VLOOKUP($R158,'Curtailment Record'!$D$4:$I$3999,5,FALSE)),\"\",VLOOKUP($R158,'Curtailment Record'!$D$4:$I$3999,5,FALSE))","v":""},{"$f":"IF(ISERROR(VLOOKUP($R158,'Curtailment Record'!$D$4:$I$3999,6,FALSE)),\"\",VLOOKUP($R158,'Curtailment Record'!$D$4:$I$3999,6,FALSE))","v":""}]
[154,384,"Ag2",11,7278,691,2.6,96,69.599999999999994,91,7.0000000000000007E-2,24640,12366,12166,334,null,null,"3_101",101,{"$f":"IF(ISERROR(VLOOKUP($R159,'Curtailment Record'!$D$4:$I$3999,5,FALSE)),\"\",VLOOKUP($R159,'Curtailment Record'!$D$4:$I$3999,5,FALSE))","v":""},{"$f":"IF(ISERROR(VLOOKUP($R159,'Curtailment Record'!$D$4:$I$3999,6,FALSE)),\"\",VLOOKUP($R159,'Curtailment Record'!$D$4:$I$3999,6,FALSE))","v":""}]
[155,399,"Ag2",3,755,256,2.6,99,73.8,95,0.09,25749,14191,11916,238,null,null,"3_102",102,{"$f":"IF(ISERROR(VLOOKUP($R160,'Curtailment Record'!$D$4:$I$3999,5,FALSE)),\"\",VLOOKUP($R160,'Curtailment Record'!$D$4:$I$3999,5,FALSE))","v":""},{"$f":"IF(ISERROR(VLOOKUP($R160,'Curtailment Record'!$D$4:$I$3999,6,FALSE)),\"\",VLOOKUP($R160,'Curtailment Record'!$D$4:$I$3999,6,FALSE))","v":""}]
[156,406,"Sep",5,3441,806,4.7,82,67,80,0.12,24275,13224,11342,125,null,null,"3_103",103,{"$f":"IF(ISERROR(VLOOKUP($R161,'Curtailment Record'!$D$4:$I$3999,5,FALSE)),\"\",VLOOKUP($R161,'Curtailment Record'!$D$4:$I$3999,5,FALSE))","v":""},{"$f":"IF(ISERROR(VLOOKUP($R161,'Curtailment Record'!$D$4:$I$3999,6,FALSE)),\"\",VLOOKUP($R161,'Curtailment Record'!$D$4:$I$3999,6,FALSE))","v":""}]
[157,409,"Jan",16,18412,1645,2.2999999999999998,100,14.3,1,0.05,33028,15362,14618,95,null,null,"3_104",104,{"$f":"IF(ISERROR(VLOOKUP($R162,'Curtailment Record'!$D$4:$I$3999,5,FALSE)),\"\",VLOOKUP($R162,'Curtailment Record'!$D$4:$I$3999,5,FALSE))","v":""},{"$f":"IF(ISERROR(VLOOKUP($R162,'Curtailment Record'!$D$4:$I$3999,6,FALSE)),\"\",VLOOKUP($R162,'Curtailment Record'!$D$4:$I$3999,6,FALSE))","v":""}]
[158,416,"Jan",16,44695,3408,3.4,95,14.7,0,0.09,36026,17350,13739,241,null,null,"3_105",105,{"$f":"IF(ISERROR(VLOOKUP($R163,'Curtailment Record'!$D$4:$I$3999,5,FALSE)),\"\",VLOOKUP($R163,'Curtailment Record'!$D$4:$I$3999,5,FALSE))","v":""},{"$f":"IF(ISERROR(VLOOKUP($R163,'Curtailment Record'!$D$4:$I$3999,6,FALSE)),\"\",VLOOKUP($R163,'Curtailment Record'!$D$4:$I$3999,6,FALSE))","v":""}]
[159,422,"Dec",17,50113,3816,5.7,37,7.8,0,7.0000000000000007E-2,39929,20043,14130,700,null,null,"3_106",106,{"$f":"IF(ISERROR(VLOOKUP($R164,'Curtailment Record'!$D$4:$I$3999,5,FALSE)),\"\",VLOOKUP($R164,'Curtailment Record'!$D$4:$I$3999,5,FALSE))","v":""},{"$f":"IF(ISERROR(VLOOKUP($R164,'Curtailment Record'!$D$4:$I$3999,6,FALSE)),\"\",VLOOKUP($R164,'Curtailment Record'!$D$4:$I$3999,6,FALSE))","v":""}]
[160,422,"Dec",16,15184,1297,5.7,37,15.4,0,0.03,36411,18342,14979,27,null,null,"3_107",107,{"$f":"IF(ISERROR(VLOOKUP($R165,'Curtailment Record'!$D$4:$I$3999,5,FALSE)),\"\",VLOOKUP($R165,'Curtailment Record'!$D$4:$I$3999,5,FALSE))","v":""},{"$f":"IF(ISERROR(VLOOKUP($R165,'Curtailment Record'!$D$4:$I$3999,6,FALSE)),\"\",VLOOKUP($R165,'Curtailment Record'!$D$4:$I$3999,6,FALSE))","v":""}]
[161,430,"Dec",6,7442,1599,4.7,63,11.2,0,0.06,38933,21017,14351,133,null,null,"3_108",108,{"$f":"IF(ISERROR(VLOOKUP($R166,'Curtailment Record'!$D$4:$I$3999,5,FALSE)),\"\",VLOOKUP($R166,'Curtailment Record'!$D$4:$I$3999,5,FALSE))","v":""},{"$f":"IF(ISERROR(VLOOKUP($R166,'Curtailment Record'!$D$4:$I$3999,6,FALSE)),\"\",VLOOKUP($R166,'Curtailment Record'!$D$4:$I$3999,6,FALSE))","v":""}]
[162,430,"Dec",6,3645,813,4.7,63,15.7,0,0.08,37244,20234,13985,550,null,null,"3_109",109,{"$f":"IF(ISERROR(VLOOKUP($R167,'Curtailment Record'!$D$4:$I$3999,5,FALSE)),\"\",VLOOKUP($R167,'Curtailment Record'!$D$4:$I$3999,5,FALSE))","v":""},{"$f":"IF(ISERROR(VLOOKUP($R167,'Curtailment Record'!$D$4:$I$3999,6,FALSE)),\"\",VLOOKUP($R167,'Curtailment Record'!$D$4:$I$3999,6,FALSE))","v":""}]
[163,430,"Dec",10,4716,609,4.7,63,15.2,0,0.05,36051,18780,14479,227,null,null,"3_110",110,{"$f":"IF(ISERROR(VLOOKUP($R168,'Curtailment Record'!$D$4:$I$3999,5,FALSE)),\"\",VLOOKUP($R168,'Curtailment Record'!$D$4:$I$3999,5,FALSE))","v":""},{"$f":"IF(ISERROR(VLOOKUP($R168,'Curtailment Record'!$D$4:$I$3999,6,FALSE)),\"\",VLOOKUP($R168,'Curtailment Record'!$D$4:$I$3999,6,FALSE))","v":""}]
[164,441,"Dec",1,0,0,6,29,7.5,0,0.12,44589,29748,13205,33,null,null,"3_111",111,{"$f":"IF(ISERROR(VLOOKUP($R169,'Curtailment Record'!$D$4:$I$3999,5,FALSE)),\"\",VLOOKUP($R169,'Curtailment Record'!$D$4:$I$3999,5,FALSE))","v":""},{"$f":"IF(ISERROR(VLOOKUP($R169,'Curtailment Record'!$D$4:$I$3999,6,FALSE)),\"\",VLOOKUP($R169,'Curtailment Record'!$D$4:$I$3999,6,FALSE))","v":""}]
[165,443,"Nov",17,29064,2313,4.7,65,10.5,0,0.09,38058,20190,13517,602,null,null,"3_112",112,{"$f":"IF(ISERROR(VLOOKUP($R170,'Curtailment Record'!$D$4:$I$3999,5,FALSE)),\"\",VLOOKUP($R170,'Curtailment Record'!$D$4:$I$3999,5,FALSE))","v":""},{"$f":"IF(ISERROR(VLOOKUP($R170,'Curtailment Record'!$D$4:$I$3999,6,FALSE)),\"\",VLOOKUP($R170,'Curtailment Record'!$D$4:$I$3999,6,FALSE))","v":""}]
[166,443,"Nov",11,1804,168,4.7,65,13.5,0,0.09,36817,17449,13586,3585,null,null,"3_113",113,{"$f":"IF(ISERROR(VLOOKUP($R171,'Curtailment Record'!$D$4:$I$3999,5,FALSE)),\"\",VLOOKUP($R171,'Curtailment Record'!$D$4:$I$3999,5,FALSE))","v":""},{"$f":"IF(ISERROR(VLOOKUP($R171,'Curtailment Record'!$D$4:$I$3999,6,FALSE)),\"\",VLOOKUP($R171,'Curtailment Record'!$D$4:$I$3999,6,FALSE))","v":""}]
[167,449,"Ag2",17,2322,330,3.3,63,69.2,86,0.06,23872,11974,12331,347,null,null,"3_114",114,{"$f":"IF(ISERROR(VLOOKUP($R172,'Curtailment Record'!$D$4:$I$3999,5,FALSE)),\"\",VLOOKUP($R172,'Curtailment Record'!$D$4:$I$3999,5,FALSE))","v":""},{"$f":"IF(ISERROR(VLOOKUP($R172,'Curtailment Record'!$D$4:$I$3999,6,FALSE)),\"\",VLOOKUP($R172,'Curtailment Record'!$D$4:$I$3999,6,FALSE))","v":""}]
[168,449,"Ag2",13,385,63,3.3,63,68.400000000000006,80,7.0000000000000007E-2,24655,12917,12221,406,null,null,"3_115",115,{"$f":"IF(ISERROR(VLOOKUP($R173,'Curtailment Record'!$D$4:$I$3999,5,FALSE)),\"\",VLOOKUP($R173,'Curtailment Record'!$D$4:$I$3999,5,FALSE))","v":""},{"$f":"IF(ISERROR(VLOOKUP($R173,'Curtailment Record'!$D$4:$I$3999,6,FALSE)),\"\",VLOOKUP($R173,'Curtailment Record'!$D$4:$I$3999,6,FALSE))","v":""}]
[169,457,"Ag1",2,880,698,3.3,92,72.099999999999994,86,0.03,25500,10903,12962,1921,null,null,"3_116",116,{"$f":"IF(ISERROR(VLOOKUP($R174,'Curtailment Record'!$D$4:$I$3999,5,FALSE)),\"\",VLOOKUP($R174,'Curtailment Record'!$D$4:$I$3999,5,FALSE))","v":""},{"$f":"IF(ISERROR(VLOOKUP($R174,'Curtailment Record'!$D$4:$I$3999,6,FALSE)),\"\",VLOOKUP($R174,'Curtailment Record'!$D$4:$I$3999,6,FALSE))","v":""}]
[170,457,"Ag1",16,9624,749,3.3,92,71.400000000000006,82,0.01,25271,12120,13194,294,null,null,"3_117",117,{"$f":"IF(ISERROR(VLOOKUP($R175,'Curtailment Record'!$D$4:$I$3999,5,FALSE)),\"\",VLOOKUP($R175,'Curtailment Record'!$D$4:$I$3999,5,FALSE))","v":""},{"$f":"IF(ISERROR(VLOOKUP($R175,'Curtailment Record'!$D$4:$I$3999,6,FALSE)),\"\",VLOOKUP($R175,'Curtailment Record'!$D$4:$I$3999,6,FALSE))","v":""}]
[171,464,"Ag2",2,1059,879,2.6,96,69.8,79,0.16,25216,12472,10819,1984,null,null,"3_118",118,{"$f":"IF(ISERROR(VLOOKUP($R176,'Curtailment Record'!$D$4:$I$3999,5,FALSE)),\"\",VLOOKUP($R176,'Curtailment Record'!$D$4:$I$3999,5,FALSE))","v":""},{"$f":"IF(ISERROR(VLOOKUP($R176,'Curtailment Record'!$D$4:$I$3999,6,FALSE)),\"\",VLOOKUP($R176,'Curtailment Record'!$D$4:$I$3999,6,FALSE))","v":""}]
[172,474,"Oct",1,224,224,3.5,97,54.1,29,0.13,21079,9942,11269,59,null,null,"3_119",119,{"$f":"IF(ISERROR(VLOOKUP($R177,'Curtailment Record'!$D$4:$I$3999,5,FALSE)),\"\",VLOOKUP($R177,'Curtailment Record'!$D$4:$I$3999,5,FALSE))","v":""},{"$f":"IF(ISERROR(VLOOKUP($R177,'Curtailment Record'!$D$4:$I$3999,6,FALSE)),\"\",VLOOKUP($R177,'Curtailment Record'!$D$4:$I$3999,6,FALSE))","v":""}]
[173,474,"Oct",16,9105,948,3.5,97,53.5,32,0.16,22548,11707,10695,433,null,null,"3_120",120,{"$f":"IF(ISERROR(VLOOKUP($R178,'Curtailment Record'!$D$4:$I$3999,5,FALSE)),\"\",VLOOKUP($R178,'Curtailment Record'!$D$4:$I$3999,5,FALSE))","v":""},{"$f":"IF(ISERROR(VLOOKUP($R178,'Curtailment Record'!$D$4:$I$3999,6,FALSE)),\"\",VLOOKUP($R178,'Curtailment Record'!$D$4:$I$3999,6,FALSE))","v":""}]
[174,474,"Oct",16,8716,886,3.5,97,46,7,7.0000000000000007E-2,23223,11179,12169,185]
[175,474,"Oct",6,437,85,3.5,97,52.9,42,0.08,21926,10326,12001,152]
[176,474,"Oct",2,1978,1106,3.5,97,55.8,79,0.12,22200,10210,11421,134]
[177,474,"Oct",16,7458,594,3.5,97,53.7,66,0.11,22570,11236,11505,219]
[178,474,"Oct",14,6388,491,3.5,97,58,97,0.1,21975,10402,11723,133]
[179,474,"Oct",16,10911,911,3.5,97,53.3,75,0.15,22622,10580,10988,1228]
[180,475,"Ag2",15,11643,960,2.8,91,69.599999999999994,76,0.14000000000000001,25480,14535,11066,82]
[181,484,"Jan",17,13108,1211,3.6,90,12.5,0,0.03,35069,15812,14939,46]
[182,484,"Jan",18,53710,3304,3.6,90,17.100000000000001,3,0.08,34651,15551,14062,62]
[183,484,"Jan",6,12526,2263,3.6,90,13.4,0,0.03,36038,16166,14858,896]
[184,484,"Jan",16,4657,692,3.6,90,11.8,0,0.05,33304,15023,14481,701]
[185,484,"Jan",13,10184,1076,3.6,90,10.3,0,0.06,33254,14594,14357,19]
[186,484,"Jan",18,37052,2226,3.6,90,11.2,1,0.04,35129,15550,14816,713]
[187,484,"Feb",18,51537,3060,3.4,89,6.6,0,0.06,34304,15180,14238,23]
[188,484,"Feb",18,23123,1525,3.4,89,9.6999999999999993,1,0.02,32965,14634,15023,24]
[189,492,"Ag2",4,193,60,3.1,84,72.8,99,0.05,24069,12478,12624,19]
[190,492,"Ag2",3,1979,975,3.1,84,75.900000000000006,100,0.01,25890,12831,13158,88]
[191,492,"Ag2",13,11931,1131,3.1,84,73.599999999999994,99,0.03,25682,12740,12854,91]
[192,497,"Jan",18,37817,2393,4.4000000000000004,70,10.9,0,0.04,35150,16139,14761,159]
[193,497,"Jan",18,40953,2528,4.4000000000000004,70,14.3,0,0.03,35564,16335,14921,43]
[194,499,"Dec",2,0,0,8.8000000000000007,9,7.8,0,0.1,45694,30455,13512,124]
[195,501,"Ag2",14,6831,946,3.1,76,80,100,7.0000000000000007E-2,26539,14650,12245,108]
[196,501,"Ag2",8,1381,273,3.1,76,75.900000000000006,99,0.04,26390,13883,12724,550]
[197,537,"Ag1",12,5699,709,3.3,92,68.599999999999994,66,0.09,24672,13291,11848,73]
[198,537,"Ag2",16,25370,1757,2.8,89,69.8,78,0.1,25033,12710,11707,9]
[199,537,"Ag2",10,3491,491,2.8,89,67,57,0.09,25500,13022,11916,1105]
[200,537,"Ag2",16,4027,446,2.8,89,67.8,76,0.05,24706,12675,12628,130]
[201,540,"Oct",4,2343,622,3.3,100,55.3,49,0.22,23739,10944,9721,3375]
[202,544,"Ag2",8,209,31,2.6,96,70.599999999999994,88,7.0000000000000007E-2,22868,11297,12304,259]
[203,546,"Jan",14,19419,1825,4.0999999999999996,77,10.6,0,0.08,33066,15624,14016,76]
[204,546,"Jan",18,38119,2298,4.0999999999999996,77,7.1,0,0.04,35573,16658,14730,76]
[205,553,"Ag2",13,6905,948,2.7,92,73.8,95,0.05,26461,14159,12593,99]
[206,557,"Ag2",16,5176,383,2.9,85,71.7,86,0.13,25086,14437,11298,6]
[207,557,"Ag2",15,4044,880,2.9,85,72.7,91,0.13,25196,14697,11186,23]
[208,561,"Jan",17,2836,220,3.3,96,12.5,0,0.08,34965,16473,14068,755]
[209,561,"Jan",18,23321,1528,3.3,96,17.100000000000001,3,0.03,34651,16483,14839,43]
[210,561,"Jan",3,142,47,3.3,96,13.5,0,0.05,36035,19539,14489,476]
[211,561,"Jan",16,29095,1921,3.3,96,8.5,0,0.04,37170,18010,14717,721]
[212,561,"Jan",6,3658,692,3.3,96,13.4,0,0.08,37320,19250,13993,1686]
[213,561,"Feb",18,37727,2258,3.1,97,6.6,0,0.03,34304,15124,14821,264]
[214,561,"Feb",18,26896,2312,3.1,97,9.6999999999999993,1,0.03,32965,14572,14877,23]
[215,561,"Ag2",14,7809,778,3.2,75,73.599999999999994,96,0.17,25506,15008,10607,367]
[216,563,"Jan",16,766,48,3.1,97,14.3,1,0.03,33028,16099,15007,73]
[217,572,"Ag1",3,802,474,3.6,75,75.5,96,0.05,26839,15193,12491,68]
[218,572,"Ag2",1,126,126,3.1,84,62.6,34,0.14000000000000001,22938,12134,11140,10]
[219,576,"Dec",3,6666,2518,3.9,80,7.8,0,0.02,36346,16080,15131,131]
[220,602,"Dec",14,18354,1485,4.3,72,8.3000000000000007,0,0.03,38090,19727,14854,12]
[221,602,"Dec",18,26113,1736,4.3,72,10.5,1,0.03,37621,18980,14960,37]
[222,609,"Ag1",5,5079,1106,3.4,86,70.3,71,0.11,27323,13873,11521,2019]
[223,609,"Ag1",16,4004,411,3.4,86,68.3,63,0.1,26033,14593,11701,485]
[224,609,"Sep",10,10471,1281,4.5999999999999996,84,66.7,70,0.02,25287,12030,13030,32]
[225,609,"Sep",1,65,65,4.5999999999999996,84,68.900000000000006,87,0.01,18017,5694,13148,55]
[226,609,"Sep",10,3349,400,4.5999999999999996,84,68.900000000000006,87,0.03,24883,12528,12872,1]
[227,609,"Sep",16,12607,1018,4.5999999999999996,84,62.7,59,0.12,22882,11612,11369,51]
[228,609,"Sep",6,6056,1067,4.5999999999999996,84,62.8,61,0.11,22889,10944,11510,503]
[229,609,"Sep",5,1568,333,4.5999999999999996,84,62.8,61,7.0000000000000007E-2,23974,11974,12193,518]
[230,609,"Sep",1,28,28,4.5999999999999996,84,56.7,34,0.18,21831,11976,10480,689]
[231,609,"Sep",14,18794,1859,4.5999999999999996,84,57.6,47,0.16,22405,10856,10798,182]
[232,617,"Ag2",16,7734,801,2.8,89,70.900000000000006,92,0.1,24053,12628,11755,166]
[233,625,"Jan",2,4959,2492,3.9,85,12.8,0,0.03,30756,10474,14936,7]
[234,625,"Jan",18,46760,3072,3.9,85,11.8,0,0.03,36117,15615,14885,1028]
[235,634,"Oct",4,3913,1166,3.5,97,45.9,21,0.08,25006,11885,12034,996]
[236,634,"Oct",3,1282,586,3.5,97,50,74,7.0000000000000007E-2,23498,11336,12208,303]
[237,644,"Nov",11,19570,2647,3.9,87,16.899999999999999,0,0.08,33433,15410,13803,280]
[238,652,"Ag2",1,173,173,3.1,84,64.099999999999994,45,0.1,22978,11460,11646,172]
[239,652,"Ag2",3,1470,663,3.1,84,60.1,11,0.14000000000000001,21902,10435,11008,347]
[240,653,"Dec",1,0,0,4.7,61,7.8,0,7.0000000000000007E-2,46257,30511,14132,11]
[241,657,"Dec",13,25843,2133,3.3,96,3.6,0,0.01,38672,18528,15201,724]
[242,657,"Dec",17,21796,1536,3.3,96,14,1,0.04,35933,17816,14695,34]
[243,674,"Nov",13,22386,1968,4.2,80,10.5,0,0.06,37333,19398,14037,30]
[244,674,"Nov",18,24651,1650,4.2,80,13.5,0,7.0000000000000007E-2,36476,18905,14009,69]
[245,690,"Oct",14,2306,321,3.9,90,49,17,0.15,22962,11658,10847,1124]
[246,690,"Oct",9,1945,238,3.9,90,51,43,0.16,23371,12057,10770,1181]
[247,697,"Ag2",1,882,882,2.8,89,69.7,78,0.06,24617,10123,12333,1753]
[248,697,"Ag2",8,4936,811,2.8,89,66.2,55,0.08,24782,12928,12039,12]
[249,697,"Ag2",5,1513,304,2.8,89,64.099999999999994,34,0.1,22367,11297,11807,114]
[250,700,"Jan",15,30011,2091,3.6,89,10.6,0,0.1,33364,15585,13603,244]
[251,700,"Jan",18,67330,4182,3.6,89,7.1,0,0.09,35573,16034,13796,11]
[252,707,"Oct",3,58,20,3.5,96,48.8,8,0.2,22998,13339,10115,128]
[253,715,"Jan",18,36691,2679,4.9000000000000004,59,17.100000000000001,3,7.0000000000000007E-2,34651,16455,14124,43]
[254,715,"Jan",3,6852,3410,4.9000000000000004,59,8.5,0,0.09,33544,14782,13897,3]
[255,715,"Jan",16,12394,784,4.9000000000000004,59,13.4,0,0.09,36186,17500,13906,2203]
[256,715,"Jan",5,730,170,4.9000000000000004,59,11.8,0,0.09,34702,17031,13829,889]
[257,715,"Jan",18,40934,2562,4.9000000000000004,59,11.2,1,0.08,35129,16393,14003,468]
[258,715,"Feb",18,33049,2813,6.2,34,6.6,0,0.11,34304,17022,13422,24]
[259,715,"Feb",16,9086,688,6.2,34,9.6999999999999993,1,7.0000000000000007E-2,33830,17366,14059,26]
[260,724,"Jan",16,40765,2980,3.6,90,14.7,0,0.05,36026,16967,14560,48]
[261,726,"Ag2",5,1371,316,3.4,56,72.2,89,0.12,21764,11253,11403,13]
[262,728,"Oct",2,1167,768,4,86,52.2,49,0.19,22736,12274,10328,102]
[263,728,"Jan",18,54926,3415,3.7,86,14.3,0,0.04,35564,15724,14761,37]
[264,730,"Dec",5,3681,1118,5.5,39,7.8,0,0.01,39466,19670,15273,1477]
[265,730,"Dec",5,2200,487,5.5,39,15.4,0,0.03,38538,21222,14976,3]
[266,732,"Ag2",16,10390,1020,3.1,84,77.3,99,0.05,26100,13424,12573,434]
[267,732,"Ag2",10,11534,1285,3.1,84,75.599999999999994,100,0.05,26782,13652,12618,251]
[268,732,"Ag2",16,32079,2248,3.1,84,76.400000000000006,100,0.11,25638,12679,11542,391]
[269,732,"Ag2",1,6,6,3.1,84,75.900000000000006,99,0.02,24597,9991,13004,2069]
[270,732,"Ag2",9,7886,890,3.1,84,68.400000000000006,74,0.08,25176,12854,12009,350]
[271,732,"Ag2",15,7585,934,3.1,84,68.900000000000006,83,0.08,24452,12640,12013,273]
[272,732,"Ag2",16,12104,1031,3.1,84,71.7,96,0.06,24541,12286,12455,23]
[273,732,"Ag2",16,1127,105,3.1,84,77.099999999999994,100,0.03,24551,12090,12810,560]
[274,732,"Ag2",12,7900,1095,3.1,84,73.099999999999994,99,0.05,25618,13019,12548,275]
[275,734,"Dec",1,0,0,9.4,5,3.6,0,0.11,44660,29559,13465,33]
[276,750,"Oct",2,1924,1030,4.8,53,42.7,4,0.19,23292,12677,10206,0]
[277,769,"Ag1",8,9086,1478,3.4,86,74.7,92,0.1,27273,15112,11710,283]
[278,769,"Ag1",1,353,353,3.4,86,74.2,93,0.09,17139,5321,11871,553]
[279,769,"Ag1",8,1251,188,3.4,86,74.2,93,0.08,26993,15556,12094,30]
[280,785,"Jan",17,55126,3835,3.9,85,9.9,0,0.08,35692,16501,14000,46]
[281,793,"Ag2",2,776,690,2.7,92,65.599999999999994,42,0.09,18602,6910,11972,498]
[282,793,"Ag2",16,2922,192,2.7,92,70,82,0.05,24792,12427,12527,634]
[283,793,"Ag2",16,7328,506,2.7,92,73,95,0.08,24635,12992,12068,96]
[284,794,"Oct",16,17887,1336,3.5,97,44.9,32,0.04,24369,11338,12721,48]
[285,794,"Oct",16,18219,1418,3.5,97,42.4,16,0.05,24838,11901,12586,69]
[286,794,"Oct",16,14286,992,3.5,97,39.299999999999997,8,0.03,25095,12014,12935,110]
[287,794,"Jan",16,5545,412,5.7,38,14.3,1,0.12,33028,17621,13186,73]
[288,801,"Jan",11,14217,1795,3.3,96,14.7,0,0.04,35176,17114,14683,28]
[289,803,"Ag1",13,13281,1119,3.3,90,76.599999999999994,96,0.1,27443,15399,11760,206]
[290,803,"Ag1",3,178,102,3.3,90,71.099999999999994,83,0.12,27879,16522,11428,1050]
[291,803,"Ag2",6,1554,299,2.9,87,72.2,89,0.04,25775,13664,12752,119]
[292,803,"Ag2",16,9842,844,2.9,87,69.599999999999994,82,0.09,24118,12605,11866,10]
[293,807,"Dec",1,0,0,5.0999999999999996,47,7.8,0,0.05,46257,29996,14565,94]
[294,811,"Dec",6,8157,1523,3.8,82,3.6,0,0.02,39562,20400,15027,584]
[295,813,"Ag1",16,15243,1082,3.4,85,79.7,99,0.09,26186,14152,11954,124]
[296,813,"Ag1",16,12953,989,3.4,85,73.599999999999994,84,0.11,25692,14206,11583,89]
[297,815,"Dec",11,19098,1930,5.7,38,14.4,0,0.16,34487,17197,12477,839]
[298,815,"Dec",19,44869,2813,5.7,38,11.2,0,0.12,37029,18512,13258,626]
[299,815,"Dec",5,571,248,5.7,38,15.7,0,0.08,37549,19555,14061,2031]
[300,816,"Ag2",5,3872,842,3.1,80,70.5,92,0.08,25305,13506,12070,8]
[301,817,"Oct",10,4954,573,4.5999999999999996,63,56.1,51,0.28000000000000003,22300,13564,8721,342]
[302,849,"Sep",5,2199,598,4.5999999999999996,84,52.2,16,0.09,22970,11589,11833,81]
[303,849,"Sep",13,3065,269,4.5999999999999996,84,53.7,26,0.06,22885,10820,12387,315]
[304,850,"Oct",9,702,93,3.9,90,55.9,47,0.17,22561,12709,10522,105]
[305,850,"Oct",2,810,766,3.9,90,55.9,47,0.19,22241,11659,10195,535]
[306,852,"Oct",4,2994,1123,3.8,91,48.9,11,0.17,23718,13408,10560,91]
[307,874,"Oct",5,5170,1276,3.5,97,48.3,1,0.15,23153,10365,10947,1760]
[308,874,"Oct",1,4,4,3.5,97,52,22,0.16,22186,11194,10680,204]
[309,874,"Oct",16,8325,863,3.5,97,52.1,29,0.1,22769,10843,11737,524]
[310,874,"Oct",10,5801,953,3.5,97,58.2,75,0.12,22632,10175,11473,1174]
[311,874,"Oct",16,20053,1718,3.5,97,60.7,88,0.14000000000000001,22501,10907,11115,82]
[312,874,"Oct",16,8039,751,3.5,97,57.5,68,0.14000000000000001,22746,11820,11132,148]
[313,874,"Oct",5,66,13,3.5,97,54.5,55,0.13,23363,12295,11298,818]
[314,874,"Oct",4,3192,838,3.5,97,44,1,0.04,24786,11879,12762,234]
[315,874,"Oct",16,11760,974,3.5,97,54.6,66,0.05,23120,10693,12505,43]
[316,874,"Oct",1,12,12,3.5,97,59.5,93,0.05,20481,8266,12458,304]
[317,874,"Oct",16,3990,324,3.5,97,51,54,0.04,23048,10785,12769,100]
[318,874,"Oct",16,17415,1098,3.5,97,47.4,26,0.06,23963,11253,12310,168]
[319,874,"Oct",2,361,325,3.5,97,42.5,8,7.0000000000000007E-2,23246,8757,12207,2654]
[320,874,"Oct",16,13932,1046,3.5,97,42.6,9,0.06,24682,12187,12438,43]
[321,874,"Oct",15,12556,902,3.5,97,43.9,33,0.04,24792,12029,12711,73]
[322,874,"Oct",3,2235,950,3.5,97,46.6,51,7.0000000000000007E-2,24200,10211,12289,1730]
[323,882,"Jan",18,52183,3060,2.4,99,10.9,0,0.04,35150,15097,14806,357]
[324,882,"Jan",18,56932,3850,2.4,99,14.3,0,0.04,35564,15270,14663,478]
[325,884,"Dec",1,0,0,3.4,95,7.8,0,0.04,46257,29926,14695,33]
[326,886,"Ag1",16,10653,850,3.9,63,77,97,0.11,25555,14183,11544,158]
[327,886,"Ag2",5,4060,1086,3.4,56,80,100,0.09,26695,14878,11905,154]
[328,886,"Ag2",8,11195,1680,3.4,56,77.3,99,0.11,27528,14544,11636,889]
[329,886,"Ag2",3,1489,642,3.4,56,66.400000000000006,61,0.13,24523,13853,11173,12]
[330,888,"Dec",10,3679,393,3.2,97,7.8,1,0.08,33955,17504,13962,55]
[331,888,"Dec",17,37342,2401,3.2,97,3.6,0,0.02,39107,19800,14994,10]
[332,892,"Dec",16,28658,2181,4.9000000000000004,54,11.2,0,0.05,38396,19894,14554,44]
[333,892,"Dec",10,3971,480,4.9000000000000004,54,15.7,0,0.08,36041,18807,14061,710]
[334,896,"Ag1",6,260,89,3.6,77,75.099999999999994,95,0.08,27217,15822,12074,17]
[335,896,"Ag2",16,16180,1032,3.1,80,79.099999999999994,100,0.05,26219,13091,12620,475]
[336,896,"Ag2",5,1401,658,3.1,80,71.599999999999994,86,0.06,22001,10457,12440,4]
[337,896,"Ag2",8,2393,385,3.1,80,71.599999999999994,86,0.06,26278,14350,12425,143]
[338,905,"Nov",13,28668,2516,3.3,95,10.5,0,0.03,37333,18206,14576,200]
[339,905,"Nov",18,32792,2104,3.3,95,13.5,0,0.02,36476,17663,14819,49]
[340,910,"Dec",17,30664,2467,4.7,63,8.3000000000000007,0,0.09,37671,19606,13732,324]
[341,910,"Dec",18,25094,1545,4.7,63,10.5,1,0.08,37621,19414,13966,654]
[342,931,"Jan",11,9673,1100,3.5,92,7.1,0,7.0000000000000007E-2,35631,18568,14207,66]
[343,937,"Ag1",13,12130,1341,3.3,92,74,84,0.06,26417,13801,12471,156]
[344,937,"Ag2",12,8956,1101,2.8,89,74.900000000000006,96,0.01,26539,13358,13230,87]
[345,937,"Ag2",2,148,82,2.8,89,68.400000000000006,72,0.02,24436,11745,13110,96]
[346,937,"Ag2",3,1228,504,2.8,89,60.6,20,0.17,23148,9955,10615,3016]
[347,937,"Ag2",16,13986,933,2.8,89,62.3,25,0.14000000000000001,23485,11469,11120,1001]
[348,946,"Jan",16,36378,2698,4.0999999999999996,77,17.100000000000001,3,7.0000000000000007E-2,35320,16869,14250,24]
[349,946,"Jan",1,1588,1588,4.0999999999999996,77,13.4,0,7.0000000000000007E-2,28046,8509,14153,295]
[350,946,"Jan",16,8396,641,4.0999999999999996,77,11.8,0,7.0000000000000007E-2,33304,15621,14256,95]
[351,946,"Jan",11,21287,2675,4.0999999999999996,77,11.2,1,0.06,34622,15466,14368,794]
[352,946,"Feb",18,27550,1660,3.2,95,6.6,0,0.02,34304,15360,15083,331]
[353,946,"Feb",17,10759,793,3.2,95,9.6999999999999993,1,0.02,33363,15270,15126,423]
[354,954,"Oct",3,1063,363,3.5,97,45.9,1,0.11,23664,12511,11614,273]
[355,954,"Oct",3,627,311,3.5,97,45.9,1,0.1,21593,10213,11759,15]
[356,954,"Oct",3,386,200,3.5,97,45.5,3,0.08,23976,12758,12083,96]
[357,954,"Oct",2,1645,1398,3.5,97,43.8,13,0.09,23464,11202,11966,26]
[358,954,"Oct",4,3114,940,3.5,97,47.5,50,0.04,25004,12130,12758,225]
[359,954,"Oct",4,1714,517,3.5,97,51.3,86,0.06,24532,12038,12367,586]
[360,954,"Oct",9,4186,678,3.5,97,51.3,80,0.12,22731,9730,11329,2000]
[361,961,"Dec",9,23410,3449,3.5,92,7.8,0,0.06,38771,19324,14374,114]
[362,961,"Dec",18,25454,1723,3.5,92,15.4,0,0.06,35665,17727,14308,23]
[363,963,"Ag1",6,841,160,3.3,90,77,97,0.09,26840,15704,11964,91]
[364,963,"Ag2",1,257,257,2.9,87,77.3,99,0.02,25616,10790,12999,2042]
[365,963,"Ag2",16,13880,938,2.9,87,75.599999999999994,100,0.04,25385,12391,12663,442]
[366,963,"Ag2",16,5488,492,2.9,87,76.400000000000006,100,0.04,25638,12575,12670,1029]
[367,963,"Ag2",6,2541,501,2.9,87,68.400000000000006,74,0.11,23953,10929,11534,1944]
[368,963,"Ag2",5,848,173,2.9,87,66.400000000000006,61,0.09,23242,10007,11906,2313]
[369,965,"Dec",1,0,0,5.5,42,3.6,0,0.11,44660,29531,13369,158]
[370,968,"Oct",6,4356,892,4,86,36.6,4,0.04,26535,13664,12751,304]
[371,969,"Dec",13,26383,2185,3.1,99,11.2,0,0.06,37758,18737,14346,414]
[372,969,"Dec",6,814,184,3.1,99,15.7,0,0.08,37244,19288,14010,1944]
[373,969,"Dec",16,17773,1341,3.1,99,15.2,0,0.1,36079,18997,13552,306]
[374,973,"Oct",9,3764,511,5.7,24,61.2,87,0.2,22145,12406,10106,8]
[375,976,"Ag2",9,4358,776,3.1,80,64.2,45,0.14000000000000001,25166,14329,11162,105]
[376,982,"Nov",15,32146,2277,5.2,47,10.5,0,0.08,37892,19530,13793,353]
[377,982,"Nov",17,22563,1528,5.2,47,13.5,0,7.0000000000000007E-2,36922,19282,13975,299]
[378,982,"Dec",15,9055,631,5.7,37,16.3,0,0.13,35582,19868,13062,39]
[379,985,"Oct",16,8840,820,4,85,62.4,92,0.26,22227,13353,9173,4]
[380,987,"Dec",1,0,0,5.3,46,8.3000000000000007,0,0.14000000000000001,44156,29681,12873,0]
[381,1017,"Ag1",10,12726,1811,3.3,92,69.3,68,0.1,26275,13694,11815,406]
[382,1017,"Ag1",10,10356,1263,3.3,92,69.5,67,0.06,26464,13590,12314,437]
[383,1025,"Jan",16,8799,861,3.9,85,14.3,1,0.06,33028,16214,14432,30]
[384,1038,"Dec",1,0,0,4.9000000000000004,56,7.8,0,0.06,46257,30348,14296,11]
[385,1038,"Dec",3,3562,1992,4.9000000000000004,56,7.8,0,0.05,36346,17859,14515,4]
[386,1038,"Dec",12,10120,1149,4.9000000000000004,56,15.4,0,7.0000000000000007E-2,35740,18558,14098,2]
[387,1043,"Ag2",16,8051,560,2.9,87,67.599999999999994,66,0.11,24363,13042,11583,213]
[388,1043,"Ag2",1,77,77,2.9,87,66.599999999999994,55,0.12,23382,10245,11464,2069]
[389,1057,"Dec",9,15854,2166,3.3,96,9.3000000000000007,0,0.04,37493,18581,14672,277]
[390,1057,"Dec",18,56609,3366,3.3,96,7.5,0,0.02,38159,17708,15070,43]
[391,1057,"Dec",18,45230,2986,3.3,96,13.5,0,0.05,36011,16773,14489,43]
[392,1086,"Oct",16,20681,1632,4.5999999999999996,65,26.3,0,0.15,27977,16515,10975,50]
[393,1086,"Oct",3,2057,992,4.5999999999999996,65,28.1,0,0.13,26718,13769,11271,889]
[394,1097,"Ag1",16,15913,1043,3.3,92,67.7,51,0.11,25228,13553,11563,113]
[395,1100,"Jan",14,4642,396,3.6,89,12.5,0,0.01,34928,15690,15328,77]
[396,1100,"Jan",17,32324,1954,3.6,89,17.100000000000001,3,0.03,35163,16164,14895,300]
[397,1100,"Jan",17,62669,3902,3.6,89,8.5,0,0.05,37039,16963,14488,0]
[398,1100,"Jan",18,62269,3799,3.6,89,13.4,0,7.0000000000000007E-2,35208,15552,14175,32]
[399,1100,"Jan",18,15820,989,3.6,89,11.8,0,0.06,32403,14182,14426,32]
[400,1100,"Jan",18,7472,645,3.6,89,10.3,0,0.04,33301,14607,14685,93]
[401,1100,"Jan",18,55405,3370,3.6,89,11.2,1,0.06,35129,15494,14341,225]
[402,1100,"Feb",18,65695,3795,3.6,85,6.6,0,0.11,34304,15181,13431,43]
[403,1100,"Feb",16,12260,783,3.6,85,9.6999999999999993,1,7.0000000000000007E-2,33830,15786,14191,1275]
[404,1100,"Feb",14,10568,970,3.6,85,13.2,1,0.14000000000000001,30592,14625,12908,320]
[405,1113,"Jan",18,31743,2391,3.7,87,10.9,0,0.04,35150,16419,14727,250]
[406,1113,"Jan",18,28254,1709,3.7,87,14.3,0,0.01,35564,16656,15310,37]
[407,1113,"Ag1",14,7895,889,3.3,91,68,59,0.15,25566,14614,10869,494]
[408,1114,"Oct",1,743,743,3.5,97,45.4,7,0.04,21292,8240,12695,28]
[409,1114,"Oct",16,10889,904,3.5,97,48.9,34,0.03,23930,11124,12956,25]
[410,1114,"Oct",3,272,91,3.5,97,58.4,97,0.05,24233,12487,12582,162]
[411,1114,"Oct",10,5849,922,3.5,97,49.6,54,0.08,22458,10498,12040,106]
[412,1114,"Oct",3,1637,709,3.5,97,44.5,34,7.0000000000000007E-2,21713,9037,12288,183]
[413,1115,"Dec",15,47517,3381,3.9,81,7.8,0,0.08,40038,19953,14062,707]
[414,1115,"Dec",18,21575,1836,3.9,81,15.4,0,0.04,35665,17508,14741,25]
[415,1117,"Ag2",1,419,419,2.9,85,80,100,0.09,25222,13210,11942,124]
[416,1122,"Oct",16,11501,1200,3.4,99,36.1,0,0.1,26113,14417,11678,155]
[417,1122,"Oct",16,15777,1025,3.4,99,32.799999999999997,1,7.0000000000000007E-2,27095,14694,12218,53]
[418,1129,"Jan",18,74114,4990,2.2999999999999998,100,11.8,0,0.08,35471,15089,14024,250]
[419,1129,"Jan",17,25775,1719,2.2999999999999998,100,19.899999999999999,1,7.0000000000000007E-2,32285,13772,14122,26]
[420,1132,"Ag2",7,10802,1674,3.1,84,74.599999999999994,99,0.11,26294,14053,11573,99]
[421,1132,"Ag2",16,14308,998,3.1,84,73.8,100,0.1,24600,12754,11707,223]
[422,1136,"Nov",13,20707,1737,4.0999999999999996,84,10.5,0,0.01,37333,18464,15088,43]
[423,1136,"Nov",18,19782,1231,4.0999999999999996,84,13.5,0,0.01,36476,18153,15052,49]
[424,1136,"Ag2",16,16807,1374,3.1,80,76,100,0.11,24972,13323,11509,68]
[425,1136,"Ag2",15,12800,1135,3.1,80,75.8,99,0.08,24937,12587,12108,368]
[426,1141,"Dec",19,25347,2740,4.0999999999999996,77,8.3000000000000007,0,0.08,37046,19078,13999,364]
[427,1141,"Dec",19,36820,2152,4.0999999999999996,77,10.5,1,0.13,36968,18994,13139,626]
[428,1169,"Sep",5,3515,803,4.5999999999999996,84,64.7,59,0.06,24406,12320,12340,68]
[429,1169,"Sep",10,2927,390,4.5999999999999996,84,65.900000000000006,75,0.02,24402,11722,12981,259]
[430,1169,"Sep",3,668,300,4.5999999999999996,84,58.6,25,7.0000000000000007E-2,23018,11018,12247,345]
[431,1170,"Oct",9,5510,723,3.9,90,56.6,55,0.16,22766,12217,10757,33]
[432,1177,"Ag2",16,821,51,2.8,89,73.8,97,0.04,24738,12413,12780,473]
[433,1177,"Ag2",2,908,486,2.8,89,70.8,93,0.04,24730,11344,12649,872]
[434,1177,"Ag2",16,3986,366,2.8,89,67.400000000000006,74,0.05,23641,11725,12549,96]
[435,1184,"Oct",15,6486,592,4.2,80,56.2,59,0.19,23272,13404,10221,73]
[436,1186,"Jan",15,28845,2485,4.0999999999999996,77,14.7,0,7.0000000000000007E-2,35885,17552,14252,226]
[437,1192,"Dec",1,0,0,7.6,15,7.8,0,0.08,46257,30516,14045,94]
[438,1194,"Oct",14,16132,1451,3.5,97,45.2,11,0.08,23893,10998,11990,585]
[439,1194,"Oct",16,8874,691,3.5,97,43.4,5,0.08,23694,11839,12046,110]
[440,1194,"Oct",7,2299,362,3.5,97,51.1,57,7.0000000000000007E-2,23936,10932,12207,1406]
[441,1194,"Oct",16,22299,1963,3.5,97,44.8,12,7.0000000000000007E-2,24122,11334,12241,9]
[442,1194,"Oct",1,54,54,3.5,97,46.8,49,0.03,23653,11308,12963,152]
[443,1194,"Oct",10,2432,349,3.5,97,46.8,49,0.04,23457,11186,12774,24]
[444,1194,"Oct",8,5058,676,3.5,97,49.4,72,0.09,24215,12319,11957,196]
[445,1199,"Oct",16,17576,1304,3.6,95,33.299999999999997,0,0.05,26537,13690,12580,25]
[446,1199,"Oct",16,14140,1455,3.6,95,32.799999999999997,1,0.04,27095,14221,12793,53]
[447,1199,"Oct",16,10581,985,3.6,95,36.6,4,0.05,25867,13329,12545,188]
[448,1200,"Oct",12,21127,2218,4.8,54,57.1,61,0.25,22470,12261,9215,0]
[449,1200,"Oct",16,12058,1019,4.8,54,58.9,79,0.22,22743,12772,9791,282]
[450,1200,"Oct",16,8589,700,4.8,54,52.1,34,0.22,22543,13038,9813,11]
[451,1200,"Dec",5,2347,512,5,49,14.4,0,0.04,36512,19253,14712,290]
[452,1200,"Dec",17,29570,1868,5,49,11.2,0,0.01,38233,18789,15240,357]
[453,1200,"Dec",18,32831,2191,5,49,15.7,0,0.06,35648,17254,14327,49]
[454,1200,"Dec",16,14397,948,5,49,15.2,0,0.05,36375,18512,14544,411]
[455,1209,"Jan",9,21514,2556,2.2999999999999998,100,12.4,0,0.02,35246,15682,15091,28]
[456,1209,"Jan",16,7869,551,2.2999999999999998,100,21.7,5,0.04,33365,16370,14665,36]
[457,1211,"Dec",4,2352,964,3.8,82,11.9,1,0.11,33140,15866,13424,776]
[458,1211,"Dec",19,36909,2530,3.8,82,9.3000000000000007,0,0.12,36480,18400,13240,626]
[459,1211,"Dec",19,65056,4592,3.8,82,7.5,0,0.09,37500,18038,13727,41]
[460,1211,"Dec",18,33645,2003,3.8,82,13.5,0,0.06,36011,17645,14266,37]
[461,1212,"Ag2",5,4341,1135,3.1,84,72.400000000000006,92,0.05,26230,13475,12593,349]
[462,1212,"Ag2",4,467,152,3.1,84,65,38,0.05,23129,11144,12478,48]
[463,1212,"Ag2",16,22044,1541,3.1,84,72.8,97,0.09,25011,12330,11848,434]
[464,1212,"Ag2",16,13638,867,3.1,84,70.8,93,0.08,24339,11844,12062,560]
[465,1212,"Ag2",16,10970,736,3.1,84,69.099999999999994,84,0.08,24340,12414,12106,113]
[466,1218,"Oct",13,10044,1416,4.2,84,50.7,13,0.24,22556,13155,9386,45]
[467,1218,"Oct",8,8178,1424,4.2,84,45.8,1,0.24,23226,13095,9492,439]
[468,1249,"Sep",17,12616,1132,4.5999999999999996,84,62.3,45,0.12,22453,10614,11486,467]
[469,1249,"Sep",7,4098,684,4.5999999999999996,84,66.900000000000006,89,0.16,21080,9679,10830,14]
[470,1249,"Sep",16,21606,1552,4.5999999999999996,84,63.9,70,0.18,22755,11862,10474,5]
[471,1249,"Sep",3,175,64,4.5999999999999996,84,55,26,0.08,22490,11595,12132,47]
[472,1249,"Sep",2,22,12,4.5999999999999996,84,55,26,7.0000000000000007E-2,23870,12690,12180,0]
[473,1252,"Oct",3,273,93,3.8,91,54.5,45,0.21,23417,14554,9856,5]
[474,1257,"Ag1",2,2912,1754,3.3,92,70.8,78,0.14000000000000001,25065,13196,11109,32]
[475,1257,"Ag1",16,36830,2344,3.3,92,68.8,63,0.18,24968,13043,10389,231]
[476,1257,"Ag1",16,16554,1339,3.3,92,69,68,0.13,24454,12604,11174,638]
[477,1273,"Sep",4,1473,458,3.7,100,64.599999999999994,55,0.08,24250,11412,12069,1347]
[478,1273,"Sep",7,2240,413,3.7,100,58,5,0.12,21477,10638,11428,111]
[479,1273,"Sep",12,2918,645,3.7,100,71.599999999999994,99,0.05,23924,11872,12607,170]
[480,1273,"Sep",16,5504,509,3.7,100,68.7,95,0.08,23150,11401,12059,283]
[481,1273,"Sep",9,3279,436,3.7,100,58.4,57,0.12,22148,10693,11470,494]
[482,1274,"Oct",1,305,305,3.5,97,52.9,42,0.17,20805,9995,10587,332]
[483,1274,"Oct",16,7634,1048,3.5,97,56.3,62,0.11,23182,11922,11521,117]
[484,1274,"Oct",16,13880,929,3.5,97,55.4,49,0.09,22746,10773,11888,73]
[485,1274,"Oct",16,7204,695,3.5,97,52.5,37,7.0000000000000007E-2,23020,10840,12153,433]
[486,1274,"Oct",16,35432,2503,3.5,97,43.9,4,0.11,24040,11186,11481,14]
[487,1274,"Oct",16,19786,1302,3.5,97,52.3,70,0.11,23790,11550,11546,313]
[488,1274,"Oct",16,5426,441,3.5,97,48.9,49,0.1,23179,11443,11664,589]
[489,1274,"Oct",8,5694,723,3.5,97,50.4,76,0.09,23320,10771,11877,783]
[490,1275,"Ag1",9,5324,718,3.3,89,80.099999999999994,99,7.0000000000000007E-2,27685,15555,12186,253]
[491,1275,"Ag2",9,5624,700,2.8,91,67.400000000000006,75,0.08,25046,13122,12036,176]
[492,1276,"Ag1",5,2405,598,3.4,87,74.8,87,0.05,26528,14580,12529,42]
[493,1283,"Jan",18,63874,3796,3.1,97,11.8,0,7.0000000000000007E-2,35471,15805,14104,23]
[494,1283,"Jan",16,10242,715,3.1,97,19.899999999999999,1,7.0000000000000007E-2,32712,14881,14197,187]
[495,1286,"Ag2",16,759,158,3.4,56,76.599999999999994,100,0.11,25082,14313,11520,180]
[496,1286,"Sep",14,12423,962,4.7,82,73.7,99,0.12,24908,13381,11371,242]
[497,1288,"Dec",7,2444,422,3.2,97,11.9,1,0.05,36199,19282,14567,18]
[498,1288,"Dec",18,24559,1687,3.2,97,9.3000000000000007,0,0.06,37124,18794,14295,478]
[499,1288,"Dec",18,57749,3410,3.2,97,7.5,0,0.06,38159,18335,14379,43]
[500,1288,"Dec",18,19800,1288,3.2,97,13.5,0,0.01,36011,17362,15308,49]
[501,1290,"Nov",13,22183,2096,5.4,35,10.5,0,0.03,37333,18358,14736,387]
[502,1290,"Nov",18,28575,2526,5.4,35,13.5,0,0.04,36476,17962,14446,357]
[503,1295,"Dec",10,25147,2816,5.7,38,8.3000000000000007,0,0.11,37782,19532,13462,51]
[504,1295,"Dec",18,44920,3008,5.7,38,10.5,1,0.09,37621,19047,13826,59]
[505,1296,"Ag1",7,1665,280,3.6,77,80.8,100,0.08,24093,12706,12089,133]
[506,1331,"Jan",14,25540,2233,3.5,92,8.5,0,0.09,36686,18661,13765,472]
[507,1331,"Ag2",3,565,439,3.4,62,72.5,92,0.09,26485,15620,11904,139]
[508,1339,"Ag2",16,23227,1562,2.6,97,75.900000000000006,100,7.0000000000000007E-2,25423,12608,12258,84]
[509,1339,"Ag2",16,7835,1170,2.6,97,73.599999999999994,99,0.03,24701,12237,12857,96]
[510,1340,"Jan",13,20838,1708,3.6,89,14.7,0,0.01,35411,16095,15235,478]
[511,1344,"Jan",1,312,312,4.3,73,10.9,0,0.02,32623,14724,15165,202]
[512,1344,"Jan",16,12371,803,4.3,73,14.3,0,0.02,36567,18792,15164,36]
[513,1346,"Dec",6,17544,3180,3.7,85,7.8,0,0.03,40598,19970,14928,584]
[514,1346,"Dec",18,20279,1471,3.7,85,15.4,0,0.05,35665,17384,14604,357]
[515,1353,"Oct",16,8741,718,4.9000000000000004,51,32.799999999999997,1,0.09,27095,15499,11828,77]
[516,1354,"Oct",3,5186,2199,3.5,97,58.9,66,0.17,20868,8867,10613,2]
[517,1354,"Oct",16,9004,706,3.5,97,52.3,34,0.08,22748,10741,12015,285]
[518,1354,"Oct",11,7949,990,3.5,97,53,36,0.12,22914,11537,11350,66]
[519,1354,"Oct",7,5124,1010,3.5,97,57.1,61,0.11,23329,11793,11518,222]
[520,1354,"Oct",7,2387,366,3.5,97,58.9,79,0.06,22573,10653,12439,1]
[521,1354,"Oct",16,4214,613,3.5,97,52.1,34,7.0000000000000007E-2,22543,10918,12148,69]
[522,1354,"Oct",15,5118,352,3.5,97,51.1,33,0.08,23518,11366,12126,542]
[523,1354,"Oct",3,583,217,3.5,97,56.1,79,0.06,23966,12413,12441,5]
[524,1354,"Oct",7,10845,1626,3.5,97,41.7,11,0.05,24874,11486,12509,189]
[525,1354,"Oct",16,10191,784,3.5,97,39.799999999999997,7,0.03,25337,12465,12815,276]
[526,1354,"Dec",5,8114,1926,4.5,68,11.2,0,7.0000000000000007E-2,37830,19555,14086,256]
[527,1354,"Dec",16,9569,982,4.5,68,15.7,0,7.0000000000000007E-2,36651,19186,14227,630]
[528,1354,"Dec",12,4308,806,4.5,68,15.2,0,0.06,36051,18745,14421,504]
[529,1358,"Ag2",3,3756,1507,2.7,94,79.099999999999994,100,0.08,26635,14003,12135,93]
[530,1360,"Jan",16,6994,464,4.3,75,11.8,0,0.06,36479,19801,14435,4]
[531,1363,"Jan",1,273,273,3.1,97,19,4,7.0000000000000007E-2,30182,13561,14123,212]
[532,1363,"Jan",16,16442,1732,3.1,97,12.4,0,0.01,35858,17094,15353,480]
[533,1363,"Ag2",2,1455,1398,2.9,87,74.599999999999994,99,0.06,25476,12976,12359,2]
[534,1363,"Ag2",16,19961,1327,2.9,87,73.8,100,7.0000000000000007E-2,24600,12137,12189,5]
[535,1371,"Ag1",16,11624,1093,4.0999999999999996,56,77.3,99,0.16,25915,15150,10758,277]
[536,1371,"Ag1",9,2060,394,4.0999999999999996,56,76,100,0.14000000000000001,28104,16464,11065,1245]
[537,1372,"Dec",10,12868,1497,4.9000000000000004,54,8.3000000000000007,0,0.03,37782,19456,14815,3]
[538,1372,"Dec",18,18611,1476,4.9000000000000004,54,10.5,1,0.05,37621,19276,14464,654]
[539,1409,"Ag2",2,95,73,3.3,63,73,95,0.1,18582,7816,11750,136]
[540,1419,"Ag1",4,156,63,3.5,81,75.7,96,0.08,27417,15780,12132,194]
[541,1419,"Ag1",4,364,98,3.5,81,75.7,96,0.08,25981,14748,12080,103]
[542,1434,"Oct",16,10507,862,3.5,97,55.2,57,0.13,22574,11166,11237,370]
[543,1434,"Oct",9,1469,264,3.5,97,51.3,26,0.08,22832,9743,11985,1733]
[544,1435,"Ag2",4,4839,1492,2.8,91,79.099999999999994,100,0.04,26899,13764,12788,113]
[545,1435,"Ag2",16,8678,544,2.8,91,71.599999999999994,86,0.08,24933,12976,12096,298]
[546,1435,"Ag2",5,1738,445,2.8,91,70.7,84,0.1,26617,14231,11746,1420]
[547,1436,"Ag1",14,11046,921,3.4,87,75.5,91,0.12,26425,15217,11363,29]
[548,1442,"Dec",17,51280,3686,3.5,91,7.5,0,0.08,38150,18968,13914,46]
[549,1442,"Dec",18,23804,1404,3.5,91,13.5,0,0.04,36011,17701,14757,37]
[550,1443,"Ag1",1,213,213,3.3,90,68.3,57,0.16,24610,12982,10708,1334]
[551,1444,"Nov",4,11429,3498,3.9,87,13.5,0,7.0000000000000007E-2,35217,15930,13974,32]
[552,1449,"Dec",18,63282,3952,3.1,99,8.3000000000000007,0,0.1,37704,18260,13696,40]
[553,1449,"Dec",18,35368,2423,3.1,99,10.5,1,0.05,37621,18379,14430,654]
[554,1452,"Ag2",1,130,130,3.1,84,68.400000000000006,70,0.12,23814,10904,11372,1881]
[555,1452,"Ag2",15,8582,874,3.1,84,67.8,67,0.13,24911,13726,11248,344]
[556,1452,"Ag2",16,6171,484,3.1,84,67.400000000000006,64,0.15,23880,13250,10994,228]
[557,1452,"Ag2",16,3526,296,3.1,84,66.099999999999994,70,0.13,23721,13022,11181,276]
[558,1452,"Ag2",15,18361,1361,3.1,84,65.3,58,0.13,24248,12559,11196,249]
[559,1452,"Ag2",7,1996,450,3.1,84,71,93,0.08,22497,10896,12125,254]
[560,1456,"Ag1",1,274,274,3.6,77,71.400000000000006,78,7.0000000000000007E-2,25773,13077,12166,882]
[561,1456,"Ag1",16,21688,2040,3.6,77,68.3,63,0.16,26033,14328,10795,551]
[562,1456,"Ag1",9,7878,1030,3.6,77,69.900000000000006,70,0.11,26594,14328,11585,603]
[563,1456,"Ag1",4,788,197,3.6,77,71.7,84,0.11,25088,14316,11575,125]
[564,1500,"Oct",3,210,70,3.3,100,57.9,64,0.16,23197,13295,10743,178]
[565,1500,"Dec",1,439,439,3.8,84,7.8,0,0.05,31478,12077,14482,815]
[566,1500,"Dec",18,36431,2498,3.8,84,15.4,0,0.06,35665,17052,14316,79]
[567,1506,"Ag2",16,7453,844,2.5,100,67.400000000000006,75,0.15,23906,13337,10890,193]
[568,1513,"Ag1",3,2076,920,3.3,91,68.900000000000006,61,0.11,25587,13241,11635,956]
[569,1514,"Jan",16,14425,953,5.7,38,11.8,0,0.02,36479,18618,15092,65]
[570,1516,"Ag1",16,14649,1211,3.4,87,80.2,100,0.08,26193,14124,12083,66]
[571,1521,"Nov",12,15147,1470,4.0999999999999996,85,10.5,0,0,37180,18580,15150,29]
[572,1521,"Nov",18,22768,1408,4.0999999999999996,85,13.5,0,0.02,36476,18236,14803,49]
[573,1528,"Sep",5,4011,1161,4.5999999999999996,86,69.5,86,0.12,24719,13152,11467,323]
[574,1528,"Sep",12,7406,985,4.5999999999999996,86,69.8,95,0.11,24689,12780,11533,594]
[575,1528,"Sep",13,4975,776,4.5999999999999996,86,71.900000000000006,100,0.08,24241,12614,12113,6]
[576,1528,"Sep",3,308,119,4.5999999999999996,86,70.5,96,7.0000000000000007E-2,24819,13112,12147,579]
[577,1528,"Sep",1,60,60,4.5999999999999996,86,70.5,96,7.0000000000000007E-2,18734,6332,12211,160]
[578,1528,"Sep",4,600,160,4.5999999999999996,86,70,96,0.09,21374,10498,11956,14]
[579,1537,"Oct",2,208,173,4.5999999999999996,63,53.9,45,0.19,24858,15755,10210,10]
[580,1537,"Oct",1,7,7,4.5999999999999996,63,53.9,45,0.19,21559,11794,10307,9]
[581,1570,"Oct",4,7360,2214,3.9,90,59.9,74,0.24,21768,10984,9496,9]
[582,1570,"Oct",15,6844,882,3.9,90,51.8,21,0.2,22637,12822,10131,113]
[583,1577,"Ag1",15,9182,1199,3.3,92,70.5,70,0.06,25314,13169,12362,169]
[584,1577,"Ag1",15,10071,675,3.3,92,71.900000000000006,80,0.08,26178,13456,12105,944]
[585,1577,"Ag2",16,11704,862,2.8,89,71.8,87,0.03,25271,12476,12885,158]
[586,1577,"Ag2",14,12284,1114,2.8,89,74.400000000000006,99,0.04,25888,12867,12753,342]
[587,1577,"Ag2",8,4376,1024,2.8,89,64.5,39,0.03,25350,12549,12954,239]
[588,1577,"Ag2",15,3337,268,2.8,89,64.5,54,0.04,24095,12157,12658,36]
[589,1579,"Ag1",16,7617,826,3.5,81,77,97,0.1,25555,14175,11800,101]
[590,1579,"Ag2",10,10419,1156,2.6,97,77.3,99,0,27552,13340,13319,744]
[591,1579,"Ag2",15,3321,346,2.6,97,76.400000000000006,100,0.03,26151,13500,12822,588]
[592,1579,"Ag2",7,2685,637,2.6,97,75.900000000000006,99,7.0000000000000007E-2,25573,13639,12160,320]
[593,1579,"Ag2",5,461,92,2.6,97,75.900000000000006,99,0.05,26021,11409,12507,3068]
[594,1579,"Ag2",3,1163,458,2.6,97,71.400000000000006,97,0.06,25141,13018,12381,58]
[595,1584,"Ag1",16,18528,1588,3.2,94,75.7,99,0.1,26060,13969,11707,223]
[596,1584,"Ag1",16,21068,1537,3.2,94,78.3,100,0.14000000000000001,25960,14015,11044,580]
[597,1584,"Ag1",7,3005,476,3.2,94,81.400000000000006,100,0.13,25848,14120,11207,124]
[598,1593,"Ag1",7,14928,2439,3.3,91,82,100,0.14000000000000001,27670,15108,11151,284]
[599,1593,"Ag1",16,17035,1204,3.3,91,81.900000000000006,100,0.14000000000000001,26921,14516,11117,1219]
[600,1593,"Ag1",16,20652,1978,3.3,91,80.2,100,0.12,26193,14419,11414,66]
[601,1593,"Sep",8,7501,1052,3.7,100,69.900000000000006,99,0.15,23489,11885,10987,525]
[602,1594,"Oct",14,10601,1013,3.5,97,48.5,4,0.17,22968,11295,10625,1124]
[603,1594,"Oct",15,7955,924,3.5,97,48.7,46,0.06,24008,11916,12439,9]
[604,1594,"Oct",6,3536,660,3.5,97,48.1,41,0.04,23839,11474,12682,3]
[605,1594,"Oct",2,234,148,3.5,97,48.9,67,0.11,22616,9928,11597,1526]
[606,1594,"Oct",16,12520,987,3.5,97,43.5,26,0.08,24557,12392,11988,251]
[607,1594,"Oct",16,6099,383,3.5,97,47,53,0.05,23962,11146,12606,685]
[608,1596,"Dec",9,8156,1034,4.5999999999999996,66,9.3000000000000007,0,0.09,37915,20575,13717,600]
[609,1596,"Dec",18,24791,2105,4.5999999999999996,66,7.5,0,0.03,38159,19685,14810,94]
[610,1596,"Dec",14,12061,1078,4.5999999999999996,66,13.5,0,7.0000000000000007E-2,37220,19788,14239,291]
[611,1600,"Oct",5,4072,887,4.8,54,48.5,42,0.16,24367,13608,10780,118]
[612,1603,"Dec",17,46796,3296,3,100,8.3000000000000007,0,7.0000000000000007E-2,38265,19113,14243,49]
[613,1603,"Dec",18,39151,2279,3,100,10.5,1,0.03,37621,18306,14887,59]
[614,1616,"Jan",6,3530,650,3.4,95,12.8,0,0.03,35755,17730,14907,747]
[615,1616,"Jan",18,31202,2188,3.4,95,16.3,3,0.03,35340,16620,14939,58]
[616,1616,"Jan",4,910,307,3.4,95,25,13,0.08,34444,18413,14005,0]
[617,1639,"Oct",8,1545,257,4.5,71,48.6,22,0.18,23880,14145,10357,74]
[618,1639,"Oct",3,772,257,4.5,71,48.6,22,0.19,23771,13951,10293,45]
[619,1649,"Sep",6,810,189,4.5999999999999996,84,60.5,76,0.09,23261,12261,11894,5]
[620,1650,"Oct",8,7856,1054,3.9,90,42.3,24,0.09,24239,12168,11855,56]
[621,1652,"Jan",11,11839,1522,4.8,63,10.9,0,0.13,34831,18350,12988,358]
[622,1652,"Jan",18,16432,1121,4.8,63,14.3,0,0.13,35564,19156,13027,478]
[623,1657,"Ag1",2,3478,1839,3.3,92,74.599999999999994,91,0.09,26138,11431,11898,1798]
[624,1657,"Ag1",4,591,261,3.3,92,69.900000000000006,70,7.0000000000000007E-2,25347,13554,12286,318]
[625,1657,"Ag1",15,12227,1087,3.3,92,67.099999999999994,51,0.04,25124,12366,12714,227]
[626,1666,"Ag2",16,6813,610,2.5,100,79.099999999999994,100,0.06,26219,13868,12428,475]
[627,1666,"Ag2",12,7669,765,2.5,100,71.599999999999994,86,0.09,26191,14132,11938,365]
[628,1666,"Ag2",3,291,167,2.5,100,70.7,84,0.11,20163,9489,11627,183]
[629,1673,"Dec",14,22484,2015,3.7,86,7.5,0,0.01,38585,19424,15348,21]
[630,1673,"Dec",18,18747,1536,3.7,86,13.5,0,0.04,36011,17671,14660,445]
[631,1673,"Ag1",3,3888,1783,3.3,91,75.099999999999994,88,0.13,25695,13906,11243,186]
[632,1673,"Ag1",16,14384,1125,3.3,91,70.900000000000006,72,0.12,25612,14214,11434,62]
[633,1673,"Ag1",12,16672,1530,3.3,91,68.3,59,0.16,26082,14652,10749,201]
[634,1673,"Ag1",16,17359,1369,3.3,91,66.7,46,0.16,24645,13434,10678,445]
[635,1673,"Ag2",4,5868,1738,2.7,92,71.8,95,0.13,25263,11862,11177,1733]
[636,1673,"Ag2",16,21844,1644,2.7,92,72.099999999999994,88,0.12,25406,13366,11377,276]
[637,1673,"Ag2",9,4687,607,2.7,92,67.900000000000006,63,0.08,23368,11505,12046,279]
[638,1674,"Oct",3,3478,1894,3.5,97,55.4,39,0.16,20908,8931,10740,420]
[639,1674,"Oct",16,14622,1019,3.5,97,58.4,74,0.17,22436,11728,10607,43]
[640,1674,"Oct",16,6011,450,3.5,97,42.7,0,0.06,23850,11365,12376,589]
[641,1674,"Oct",9,3912,618,3.5,97,40.5,0,0.08,23703,10230,12114,1690]
[642,1674,"Oct",16,16250,1342,3.5,97,42.7,4,0.04,23937,11011,12650,116]
[643,1674,"Oct",2,169,107,3.5,97,42,3,0.06,21972,9412,12306,49]
[644,1674,"Oct",16,15478,1184,3.5,97,41.7,3,0.06,24268,11555,12392,210]
[645,1674,"Oct",16,17800,1165,3.5,97,41.4,3,0.04,24896,11916,12642,82]
[646,1674,"Oct",16,16620,1057,3.5,97,40.799999999999997,3,0.05,24642,11605,12582,273]
[647,1674,"Oct",15,4368,397,3.5,97,41.9,3,0.02,24815,11432,13079,871]
[648,1674,"Oct",16,10680,674,3.5,97,40.1,0,0.05,24531,12171,12538,11]
[649,1674,"Oct",16,13912,1103,3.5,97,41.6,7,0.01,25214,11789,13165,246]
[650,1674,"Oct",14,14820,1105,3.5,97,42.2,12,0.02,24636,11274,13102,34]
[651,1674,"Oct",16,16569,1192,3.5,97,39.700000000000003,5,0.04,25346,11692,12650,824]
[652,1674,"Oct",16,21879,1494,3.5,97,39.700000000000003,11,0.08,25096,12294,12079,211]
[653,1674,"Oct",16,5446,664,3.5,97,32.6,1,0.04,25046,11786,12772,43]
[654,1675,"Nov",12,34526,3111,3.6,89,10.5,0,0.08,37180,18327,13788,29]
[655,1675,"Nov",18,32635,2317,3.6,89,13.5,0,0.04,36476,17949,14542,49]
[656,1676,"Ag1",1,112,112,3.4,87,67,54,0.18,25013,15301,10387,39]
[657,1676,"Ag1",1,116,116,3.4,87,72.3,87,0.11,20342,9840,11577,166]
[658,1676,"Ag1",1,94,94,3.4,87,72.3,87,0.09,25312,13949,11879,18]
[659,1676,"Ag1",16,14261,1043,3.4,87,72.3,76,0.15,24995,14073,10914,113]
[660,1680,"Dec",12,28009,2720,5,49,8.3000000000000007,0,0.04,37685,18411,14695,6]
[661,1680,"Dec",17,29524,2083,5,49,10.5,1,0.06,38180,19076,14363,897]
[662,1680,"Dec",14,1257,230,5,49,14,1,0.05,35942,19245,14532,36]
[663,1683,"Ag2",9,9029,1112,2.9,87,67.8,67,0.08,25751,13566,12026,69]
[664,1683,"Ag2",10,591,63,2.9,87,67.400000000000006,64,0.08,25174,13572,12076,358]
[665,1729,"Jan",15,19870,1555,3.6,91,10.9,0,0.06,36317,18649,14335,212]
[666,1729,"Jan",18,19570,1335,3.6,91,14.3,0,0.03,35564,17498,14951,37]
[667,1731,"Dec",3,3602,1583,3.5,90,15.4,0,0.04,33036,14326,14724,4]
[668,1737,"Ag1",4,6490,1967,3.3,92,75,96,7.0000000000000007E-2,26718,12947,12207,984]
[669,1737,"Ag1",16,22166,1497,3.3,92,72.2,84,0.1,25194,12928,11762,116]
[670,1737,"Ag1",16,23559,1719,3.3,92,80.7,99,7.0000000000000007E-2,26106,13241,12299,89]
[671,1737,"Ag1",16,23302,1526,3.3,92,80.099999999999994,99,0.05,26773,13540,12580,193]
[672,1737,"Ag1",16,32044,2216,3.3,92,79.7,99,0.1,26186,13352,11765,62]
[673,1737,"Ag1",16,20416,1550,3.3,92,73.599999999999994,84,0.08,25692,13051,12138,223]
[674,1737,"Ag2",5,5202,1124,2.8,89,68.099999999999994,68,0.05,25672,12328,12566,792]
[675,1737,"Ag2",15,23488,1622,2.8,89,68.3,68,0.06,24771,11664,12394,127]
[676,1737,"Ag2",16,11304,852,2.8,89,72.2,89,0.04,25061,12453,12777,103]
[677,1737,"Ag2",13,10173,877,2.8,89,68.3,79,0.02,25369,12240,13098,168]
[678,1737,"Ag2",13,5429,717,2.8,89,67.400000000000006,75,0.02,24855,11777,13017,563]
[679,1737,"Ag2",16,5847,567,2.8,89,67.7,75,0.03,24195,11807,12951,51]
[680,1737,"Ag2",2,320,181,2.8,89,67.2,66,0.11,19414,7170,11620,554]
[681,1744,"Ag1",16,16229,1084,3.2,94,72.099999999999994,84,0.14000000000000001,25733,14353,11085,277]
[682,1745,"Dec",4,4246,1615,3.6,87,8.8000000000000007,0,7.0000000000000007E-2,34158,16490,14101,19]
[683,1745,"Jan",19,70414,4072,3.9,85,11.8,0,0.1,34864,15419,13666,2]
[684,1745,"Jan",5,3456,892,3.9,85,19.899999999999999,1,0.09,33455,15867,13847,242]
[685,1753,"Ag2",4,3396,1058,2.7,92,78.099999999999994,100,0.08,25604,12642,12143,947]
[686,1754,"Oct",16,9408,735,3.5,97,48.3,18,0.09,23292,11657,11859,44]
[687,1754,"Oct",2,824,500,3.5,97,48,25,0.13,24126,13419,11304,14]
[688,1754,"Oct",11,3653,352,3.5,97,49.8,58,0.14000000000000001,23058,12212,10997,329]
[689,1808,"Dec",1,0,0,11,3,7.8,0,0.1,46257,30143,13652,859]
[690,1817,"Ag1",1,165,165,3.3,92,72,83,0.03,24989,12486,12907,57]
[691,1827,"Dec",10,21101,2608,4.0999999999999996,78,7.5,0,0.03,38227,18943,14882,71]
[692,1827,"Dec",17,28529,2002,4.0999999999999996,78,13.5,0,0.08,36551,18395,14012,358]
[693,1833,"Ag1",16,7693,664,3.3,91,76,100,0.04,26216,13690,12761,281]
[694,1833,"Ag1",6,3845,742,3.3,91,76.2,97,0.08,27263,14274,12026,1380]
[695,1833,"Ag2",8,1074,153,2.7,92,65,57,0.15,24591,14060,10937,362]
[696,1834,"Oct",11,7949,959,3.5,97,51.6,18,0.12,22334,10909,11412,52]
[697,1834,"Oct",13,18954,1805,3.5,97,51.4,39,0.11,23223,10836,11531,200]
[698,1834,"Oct",12,9091,1098,3.5,97,48.9,34,0.06,23112,10492,12374,256]
[699,1834,"Oct",16,28245,1768,3.5,97,47,21,0.11,23273,10703,11554,108]
[700,1834,"Oct",10,6961,963,3.5,97,45.7,13,0.15,21567,9578,10857,333]
[701,1834,"Oct",16,9515,638,3.5,97,45.2,5,0.1,23727,11334,11798,857]
[702,1834,"Oct",16,14885,1435,3.5,97,48.8,47,0.13,23458,12016,11182,185]
[703,1834,"Oct",11,7114,967,3.5,97,52.9,78,0.19,21094,10110,10229,3]
[704,1836,"Ag1",16,26560,1954,3.4,87,79.599999999999994,100,0.16,26296,14727,10732,173]
[705,1836,"Ag1",5,1575,761,3.4,87,73.900000000000006,93,0.12,27810,16813,11483,317]
[706,1857,"Jan",4,7655,2762,4.4000000000000004,70,11.8,0,0.06,34924,14832,14340,1534]
[707,1885,"Dec",1,0,0,5.3,44,7.8,0,0.04,46257,29887,14710,58]
[708,1889,"Sep",16,13815,908,4.5999999999999996,84,69.599999999999994,93,0.04,23965,11184,12706,148]
[709,1889,"Sep",16,12303,883,4.5999999999999996,84,71.599999999999994,99,0.05,23635,10942,12580,281]
[710,1889,"Sep",7,1723,298,4.5999999999999996,84,70.900000000000006,97,0.03,23025,10864,12805,130]
[711,1889,"Sep",8,1470,229,4.5999999999999996,84,70.900000000000006,97,0.03,24308,11867,12864,306]
[712,1889,"Sep",16,8052,810,4.5999999999999996,84,68.7,95,0.04,23150,10797,12698,89]
[713,1892,"Oct",1,185,185,3.8,91,32.799999999999997,1,0.08,24474,12692,12002,9]
[714,1892,"Oct",2,2165,1810,3.8,91,36.6,4,0.15,24935,11112,10950,2344]
[715,1897,"Ag1",16,23029,1832,3.3,92,75.900000000000006,99,0.11,25583,13479,11606,55]
[716,1897,"Ag1",16,28378,2256,3.3,92,75.900000000000006,96,0.09,26418,13574,11942,124]
[717,1897,"Ag1",5,5121,1058,3.3,92,71.5,79,7.0000000000000007E-2,26210,13861,12275,154]
[718,1897,"Ag1",3,3553,1248,3.3,92,73.7,92,7.0000000000000007E-2,25954,11974,12173,1560]
[719,1897,"Ag1",16,10498,1214,3.3,92,72.7,87,0.05,25088,12737,12616,76]
[720,1897,"Ag1",12,18120,1585,3.3,92,76,92,7.0000000000000007E-2,26769,13400,12199,570]
[721,1897,"Ag1",16,12449,874,3.3,92,78.599999999999994,97,0.03,26423,13649,12885,108]
[722,1897,"Ag1",16,25103,2061,3.3,92,78.5,96,0.05,25922,12632,12495,223]
[723,1897,"Ag1",16,19716,1493,3.3,92,81.7,100,0.05,26617,13350,12556,475]
[724,1897,"Ag1",15,6130,770,3.3,92,75.099999999999994,95,0.03,25915,13508,12952,46]
[725,1897,"Ag2",8,9459,1269,2.8,89,78.7,99,0.02,26888,13468,13112,66]
[726,1897,"Ag2",16,19784,1270,2.8,89,79.099999999999994,100,0.02,26219,12760,13099,103]
[727,1897,"Ag2",6,3141,650,2.8,89,71.599999999999994,86,0.01,26104,13029,13211,359]
[728,1899,"Jan",12,3669,332,3.9,81,11.8,0,0.09,36246,20284,13779,1]
[729,1904,"Dec",9,18617,2716,4.9000000000000004,57,7.5,0,0.11,38527,19599,13499,1160]
[730,1904,"Dec",17,29330,1894,4.9000000000000004,57,13.5,0,7.0000000000000007E-2,36551,18444,14242,34]
[731,1904,"Ag2",9,10285,1633,2.6,96,71.900000000000006,99,0.09,25043,12763,11892,58]
[732,1906,"Ag2",1,432,432,2.5,100,76,100,0.13,24312,12788,11262,303]
[733,1913,"Ag1",2,1037,609,3.3,91,77,100,0.05,26565,14146,12596,32]
[734,1914,"Oct",2,755,470,3.5,97,52.3,72,0.08,22415,10561,12025,4]
[735,1914,"Oct",1,452,452,3.5,97,47.5,50,0.05,21919,9258,12544,80]
[736,1914,"Oct",15,3539,293,3.5,97,51.5,82,0.06,23699,11597,12309,442]
[737,1923,"Ag2",12,4759,467,2.9,87,67.8,76,0.04,25797,13474,12759,50]
[738,1923,"Ag2",10,18966,1941,2.9,87,70.400000000000006,95,0.13,24728,12427,11195,102]
[739,1923,"Ag2",16,20382,1433,2.9,87,68.7,88,0.15,24428,12945,10883,305]
[740,1924,"Jan",6,10520,2180,3.6,90,12.8,0,0.09,34364,16715,13755,111]
[741,1924,"Jan",18,55208,3333,3.6,90,16.3,3,0.1,35340,16360,13565,357]
[742,1924,"Jan",16,12312,1044,3.6,90,25,13,0.1,33740,17518,13647,4]
[743,1929,"Oct",5,299,60,3.6,94,49.4,16,0.23,24088,14029,9527,1375]
[744,1962,"Dec",10,28652,3596,4.3,72,7.8,0,0.09,38471,18720,13713,824]
[745,1962,"Dec",17,23533,2254,4.3,72,15.4,0,0.04,36202,18011,14690,10]
[746,1970,"Oct",16,10076,1304,3.9,90,39.799999999999997,7,0.12,25337,13785,11460,319]
[747,1970,"Oct",16,9320,788,3.9,90,38.799999999999997,7,0.13,24074,12069,11230,88]
[748,1979,"Ag2",5,1946,646,2.6,97,70.8,89,0.06,23742,11069,12333,643]
[749,1979,"Ag2",16,15318,1115,2.6,97,74.599999999999994,99,0.05,25152,12565,12496,113]
[750,1979,"Ag2",11,10713,1040,2.6,97,73.8,100,0.05,25749,12804,12503,356]
[751,1979,"Ag2",16,6890,712,2.6,97,64.7,55,0.08,23905,12273,12118,62]
[752,1981,"Dec",6,10788,2060,4.4000000000000004,71,13.5,0,0.1,37077,19381,13592,114]
[753,1984,"Ag1",1,18,18,3.2,94,72.3,76,0.1,24701,13312,11796,201]
[754,1993,"Ag2",3,3759,1321,2.7,92,70.5,91,0.08,24755,12207,12112,30]
[755,1993,"Ag2",16,21140,1410,2.7,92,69.2,86,0.13,24393,12651,11297,103]
[756,1993,"Ag2",12,8358,713,2.7,92,65.7,63,0.11,24565,12539,11544,669]
[757,1993,"Ag2",2,95,83,2.7,92,68.400000000000006,79,0.16,19620,7584,10743,1312]
[758,1994,"Oct",10,5085,655,3.5,97,41,4,0.01,23952,10957,13174,81]
[759,1994,"Oct",4,1287,425,3.5,97,46.1,42,0.1,25911,13941,11662,1108]
[760,1994,"Oct",11,767,91,3.5,97,46.1,42,0.09,23474,11965,11914,288]
[761,2009,"Jan",11,20110,2250,2.2999999999999998,100,10.6,0,7.0000000000000007E-2,33186,13947,14156,1345]
[762,2009,"Jan",18,68961,4072,2.2999999999999998,100,7.1,0,0.06,35573,15084,14323,344]
[763,2039,"Dec",1,0,0,5.9,33,7.8,0,7.0000000000000007E-2,46257,30330,14231,94]
[764,2045,"Ag1",4,3387,896,4,58,80.099999999999994,99,0.08,27468,15224,12097,342]
[765,2045,"Ag1",16,13360,874,4,58,79.7,99,0.1,26186,14537,11748,62]
[766,2051,"Ag1",2,3,1,3.2,95,71.5,79,7.0000000000000007E-2,21174,10188,12192,150]
[767,2051,"Ag1",16,6969,543,3.2,95,81.7,100,0.01,26617,13776,13236,166]
[768,2060,"Nov",14,31966,2786,3.3,96,13.5,0,0.04,36556,17703,14408,55]
[769,2060,"Dec",17,9720,1559,3.8,84,16.3,0,0.11,34876,18788,13354,55]
[770,2064,"Ag1",6,130,22,3.2,94,76,100,0.04,25229,13446,12685,168]
[771,2065,"Dec",18,47301,3026,3.6,87,8.3000000000000007,0,0.02,37704,17762,15082,40]
[772,2065,"Dec",18,52697,3373,3.6,87,10.5,1,0.04,37621,17667,14792,40]
[773,2065,"Dec",12,5420,486,3.6,87,14,1,0.09,35562,18738,13784,478]
[774,2074,"Oct",9,4708,796,3.5,97,51.1,16,0.13,22298,11262,11174,132]
[775,2074,"Oct",12,4968,474,3.5,97,52.1,29,0.13,22385,11444,11301,72]
[776,2074,"Oct",5,720,165,3.5,97,49.8,18,0.11,23842,12882,11557,321]
[777,2074,"Oct",6,644,125,3.5,97,46.4,8,0.03,23183,11022,12947,16]
[778,2074,"Oct",16,4462,510,3.5,97,43.1,4,0.04,23703,11626,12649,4]
[779,2074,"Oct",16,2830,515,3.5,97,51.7,64,0.03,22952,10804,12813,14]
[780,2074,"Oct",4,400,102,3.5,97,48.9,34,0.05,25174,13636,12488,70]
[781,2074,"Oct",13,15661,1360,3.5,97,49.9,54,0.1,22214,10051,11657,4]
[782,2074,"Oct",16,12992,986,3.5,97,43.6,20,0.08,24554,12511,12048,38]
[783,2088,"Jan",8,28769,4601,3.7,86,12.8,0,7.0000000000000007E-2,36154,16374,14125,16]
[784,2088,"Jan",17,33429,2316,3.7,86,11.8,0,0.01,36646,16124,15246,1408]
[785,2088,"Jan",17,11072,891,3.7,86,17.2,1,0.08,32188,15520,14072,43]
[786,2088,"Jan",18,37252,2502,3.7,86,15.3,1,0.1,33475,15689,13701,24]
[787,2092,"Ag2",2,183,108,3.1,84,70.599999999999994,82,0.05,24852,12636,12600,112]
[788,2116,"Dec",1,0,0,4.2,75,7.8,0,0.05,46257,30042,14518,94]
[789,2116,"Dec",13,6993,801,4.2,75,15.4,0,7.0000000000000007E-2,36704,19360,14228,506]
[790,2137,"Ag1",9,5740,665,3.3,92,71.7,82,0.05,27381,15052,12588,40]
[791,2137,"Ag2",9,2606,445,2.8,89,68.099999999999994,64,0.05,25714,13445,12535,358]
[792,2137,"Ag2",16,11119,940,2.8,89,69.3,80,7.0000000000000007E-2,24000,12022,12186,76]
[793,2137,"Ag2",4,669,308,2.8,89,68.8,86,0.05,21259,9023,12492,843]
[794,2154,"Oct",15,13626,1290,3.5,97,56.1,58,0.15,23213,12029,10848,285]
[795,2154,"Oct",16,15813,1078,3.5,97,54.7,50,0.15,22862,11526,10926,278]
[796,2154,"Oct",3,156,61,3.5,97,54.3,54,0.15,23090,13108,10965,54]
[797,2154,"Oct",8,4051,771,3.5,97,47,8,0.11,22906,11673,11509,40]
[798,2154,"Oct",12,14389,1493,3.5,97,48.6,20,0.15,23759,12036,10828,530]
[799,2154,"Oct",11,1343,236,3.5,97,53.4,57,0.05,22968,11005,12524,129]
[800,2154,"Oct",2,324,164,3.5,97,53.4,57,0.05,22521,9950,12477,484]
[801,2154,"Oct",5,4001,957,3.5,97,55.1,80,0.11,23147,11087,11593,619]
[802,2154,"Oct",16,7315,769,3.5,97,53.4,82,0.06,22879,10869,12371,38]
[803,2154,"Oct",7,2388,522,3.5,97,44.3,18,0.05,23813,11577,12622,40]
[804,2154,"Oct",16,10960,1056,3.5,97,41.8,8,0.02,25102,12199,13030,44]
[805,2154,"Oct",16,17111,1087,3.5,97,45.4,37,0.02,24581,11229,13092,46]
[806,2154,"Oct",16,13094,879,3.5,97,40.4,9,0.02,24654,11683,12964,44]
[807,2154,"Oct",16,7037,484,3.5,97,35.700000000000003,3,0.03,25383,11533,12889,1378]
[808,2154,"Oct",16,4012,256,3.5,97,35.9,4,0.03,24619,11013,12941,311]
[809,2155,"Jan",12,24227,2101,4.9000000000000004,59,16.3,3,7.0000000000000007E-2,35119,16905,14138,14]
[810,2156,"Ag1",15,9029,782,3.4,87,75.400000000000006,95,0.09,26110,14470,11910,127]
[811,2156,"Ag1",12,9182,779,3.4,87,75.099999999999994,97,0.1,27527,14543,11682,1447]
[812,2163,"Ag2",1,159,159,2.9,87,73.400000000000006,96,0.1,23582,11909,11694,292]
[813,2167,"Sep",9,6936,884,5.3,51,64.599999999999994,70,0.17,23944,13317,10639,89]
[814,2193,"Dec",2,0,0,4.2,73,7.8,0,0.1,45694,30322,13644,124]
[815,2209,"Ag1",4,4589,1292,3.4,86,80.2,100,0.09,26873,14503,11853,412]
[816,2209,"Ag1",9,7115,1155,3.4,86,74.2,89,0.09,24589,12520,11948,318]
[817,2209,"Ag1",5,491,103,3.4,86,74.2,89,0.04,26725,14956,12644,131]
[818,2209,"Sep",2,20,17,4.5999999999999996,84,62.9,42,0.06,23953,12236,12446,6]
[819,2209,"Sep",3,1895,753,4.5999999999999996,84,74.599999999999994,99,0.03,24850,12097,12920,16]
[820,2209,"Sep",16,8101,700,4.5999999999999996,84,70.2,96,0.01,23586,10819,13185,12]
[821,2209,"Sep",12,3404,408,4.5999999999999996,84,64.8,71,0.03,23572,10798,12868,393]
[822,2209,"Sep",14,6896,551,4.5999999999999996,84,69.900000000000006,99,0.09,23620,12171,11860,4]
[823,2209,"Sep",16,7989,738,4.5999999999999996,84,67.400000000000006,95,0.12,22687,11515,11461,148]
[824,2209,"Sep",11,3231,438,4.5999999999999996,84,53.1,13,0.12,22660,11799,11394,71]
[825,2212,"Dec",11,16611,2037,4.4000000000000004,70,9.3000000000000007,0,0.05,37073,18717,14595,15]
[826,2212,"Dec",18,39718,2374,4.4000000000000004,70,7.5,0,0.01,38159,18516,15200,43]
[827,2212,"Dec",16,9707,887,4.4000000000000004,70,13.5,0,0.02,37035,18887,15157,375]
[828,2219,"Ag2",5,3797,852,2.6,97,75.5,97,0.08,22534,10920,12027,7]
[829,2242,"Jan",4,15550,4148,2.4,99,12.8,0,0.04,34410,13424,14743,52]
[830,2242,"Jan",18,74708,4514,2.4,99,11.8,0,0.03,36117,15079,14872,24]
[831,2242,"Jan",5,3978,1414,2.4,99,12.1,1,0.05,32509,15080,14490,4]
[832,2242,"Jan",18,36385,2388,2.4,99,13.7,1,0.06,33280,14975,14291,2]
[833,2242,"Jan",1,120,120,2.4,99,19.899999999999999,5,0.06,29723,13187,14313,223]
[834,2242,"Jan",13,4935,505,2.4,99,19.899999999999999,5,0.08,31153,14397,14042,488]
[835,2243,"Ag2",7,9586,1527,2.9,87,64.099999999999994,28,0.14000000000000001,25349,13753,11033,167]
[836,2243,"Ag2",16,4677,391,2.9,87,62.3,24,0.15,23627,12918,10890,506]
[837,2243,"Ag2",15,2483,545,2.9,87,65.5,45,0.13,23629,13215,11233,29]
[838,2244,"Oct",1,40,40,3.9,89,46.6,9,0.24,25155,16254,9389,693]
[839,2248,"Jan",12,28978,2606,3.7,86,9.9,0,0.05,34768,15676,14573,60]
[840,2248,"Sep",16,3729,628,4.5999999999999996,86,65.2,75,0.15,23416,13188,10910,22]
[841,2251,"Ag2",15,3851,453,3.4,61,71.7,86,0.11,25118,14159,11586,129]
[842,2270,"Dec",1,0,0,4.7,63,7.8,0,0.06,46257,30344,14300,11]
[843,2270,"Dec",5,10592,3118,4.7,63,7.8,0,0.05,35736,16415,14476,5]
[844,2270,"Dec",17,16454,1092,4.7,63,15.4,0,0.04,36202,18379,14747,1]
[845,2289,"Dec",4,1671,543,3.6,89,9.3000000000000007,0,0.08,39068,21811,14052,817]
[846,2289,"Dec",18,37335,2200,3.6,89,7.5,0,0.08,38159,19794,14004,94]
[847,2289,"Dec",16,19577,1383,3.6,89,13.5,0,0.1,36755,19376,13681,361]
[848,2289,"Ag1",4,3434,1114,3.4,86,70.900000000000006,72,0.09,26276,14587,11866,7]
[849,2289,"Sep",15,16968,1527,4.5999999999999996,84,65.900000000000006,79,0.13,23653,11901,11265,292]
[850,2297,"Ag1",16,7941,522,3.3,92,80.8,100,0.01,26094,13315,13165,113]
[851,2297,"Ag2",16,17085,1647,2.8,89,75.8,97,7.0000000000000007E-2,25786,12591,12163,943]
[852,2297,"Ag2",16,23559,1686,2.8,89,70.3,83,0.06,24940,12018,12339,89]
[853,2300,"Oct",1,636,636,3.3,100,52.8,39,0.26,20689,11327,9104,36]
[854,2300,"Oct",16,13341,1256,3.3,100,54.9,46,0.22,23213,13436,9784,14]
[855,2300,"Oct",16,7072,677,3.3,100,55.5,50,0.17,22776,12616,10536,38]
[856,2304,"Ag2",14,2917,301,2.6,96,67.599999999999994,67,0.08,25052,13611,12126,59]
[857,2304,"Ag2",12,8917,1043,2.6,96,65.400000000000006,53,7.0000000000000007E-2,26004,13462,12307,375]
[858,2304,"Ag2",8,11100,1690,2.6,96,64.5,47,0.11,25324,13210,11636,31]
[859,2304,"Ag2",8,2330,480,2.6,96,63.2,42,0.09,25310,11761,11839,2358]
[860,2304,"Ag2",16,12656,840,2.6,96,66.900000000000006,70,0.08,24116,11834,12019,452]
[861,2314,"Oct",1,1,1,3.5,97,51.9,46,0.09,21302,8387,11926,1402]
[862,2314,"Oct",5,803,359,3.5,97,54.4,95,7.0000000000000007E-2,23694,12321,12157,37]
[863,2323,"Ag2",9,8011,924,2.9,87,70.599999999999994,82,0.06,25894,13428,12454,35]
[864,2323,"Ag2",16,17655,1121,2.9,87,74.900000000000006,96,0.06,25267,12687,12394,62]
[865,2323,"Ag2",3,1265,473,2.9,87,60.6,20,0.14000000000000001,23148,11200,11069,1305]
[866,2332,"Jan",8,4656,628,3.9,84,17.100000000000001,3,7.0000000000000007E-2,35758,19059,14144,99]
[867,2332,"Ag2",16,9575,664,3.1,84,72.5,92,0.08,25118,13399,12073,27]
[868,2332,"Ag2",4,226,57,3.1,84,73.8,97,0.08,25383,12893,12135,1276]
[869,2333,"Oct",5,2577,733,5.7,24,46,0,0.2,23385,13332,10024,523]
[870,2369,"Sep",2,1470,757,4.5999999999999996,84,64.7,59,0.03,24060,10966,12866,42]
[871,2369,"Sep",16,8798,679,4.5999999999999996,84,69.900000000000006,92,0.16,21920,10395,10732,1181]
[872,2369,"Sep",6,1414,472,4.5999999999999996,84,66.900000000000006,83,0.09,22697,11482,11980,77]
[873,2369,"Sep",3,332,150,4.5999999999999996,84,66.900000000000006,83,0.08,24346,12741,12094,214]
[874,2369,"Sep",10,7396,766,4.5999999999999996,84,66.099999999999994,71,0.09,23526,11272,11930,437]
[875,2372,"Ag1",6,2794,475,3.4,82,70.900000000000006,74,0.13,26398,15531,11192,267]
[876,2377,"Ag1",16,16206,1168,3.3,92,73,91,7.0000000000000007E-2,25356,12946,12182,213]
[877,2377,"Ag1",16,12633,980,3.3,92,67.7,57,7.0000000000000007E-2,24976,12876,12183,124]
[878,2377,"Ag1",15,14850,1073,3.3,92,62.3,7,0.08,24568,12552,11995,28]
[879,2379,"Ag2",2,1594,988,2.6,97,66.7,72,0.11,24291,12298,11612,172]
[880,2384,"Ag2",10,10050,1249,2.6,96,67.3,59,0.12,26067,13203,11338,1413]
[881,2384,"Ag2",15,6609,588,2.6,96,65.3,59,7.0000000000000007E-2,24030,12258,12143,169]
[882,2386,"Jan",16,7035,759,4.0999999999999996,77,12.8,0,0.05,34527,17073,14519,693]
[883,2386,"Jan",18,36583,2215,4.0999999999999996,77,16.3,3,0.06,35340,16873,14434,10]
[884,2396,"Jan",14,8257,1081,4.0999999999999996,78,12.8,0,0.06,36774,19726,14343,295]
[885,2396,"Jan",18,24318,1737,4.0999999999999996,78,11.8,0,0.08,36117,18700,13930,145]
[886,2402,"Jan",14,49183,4674,2.4,99,9.9,0,0.11,35257,15619,13430,732]
[887,2403,"Sep",16,21188,1838,4.8,75,69.2,92,0.2,23534,12943,10181,22]
[888,2403,"Sep",16,17530,1310,4.8,75,68.7,92,0.2,23643,13139,10042,303]
[889,2403,"Sep",13,13059,1376,4.8,75,71.599999999999994,99,0.22,23173,12938,9738,458]
[890,2409,"Jan",13,40364,3456,2.2999999999999998,100,17.100000000000001,3,0.03,34717,14654,14948,10]
[891,2409,"Jan",10,45214,5408,2.2999999999999998,100,8.5,0,0.08,35209,14408,14013,67]
[892,2409,"Jan",18,82878,4965,2.2999999999999998,100,13.4,0,0.08,35208,14529,14061,23]
[893,2409,"Jan",18,22001,1907,2.2999999999999998,100,11.8,0,0.03,32403,13318,14883,95]
[894,2409,"Jan",17,6685,407,2.2999999999999998,100,10.3,0,0.02,33769,14062,15098,715]
[895,2409,"Jan",18,71712,4356,2.2999999999999998,100,11.2,1,0.04,35129,14490,14661,4]
[896,2409,"Jan",5,12463,3054,2.2999999999999998,100,10.4,0,0.12,32615,14795,13167,20]
[897,2409,"Jan",16,10914,871,2.2999999999999998,100,21.7,5,0.1,32412,15007,13564,1357]
[898,2409,"Feb",18,51196,3027,2.7,100,6.6,0,0.05,34304,14859,14570,32]
[899,2409,"Feb",18,47768,2760,2.7,100,9.6999999999999993,1,0.08,32965,14314,13975,23]
[900,2409,"Feb",16,11640,763,2.7,100,13.2,1,0.1,31740,15618,13557,26]
[901,2412,"Ag2",4,3757,1074,3.1,84,72.3,91,0.11,25799,14200,11618,18]
[902,2424,"Dec",1,0,0,6,30,7.8,0,7.0000000000000007E-2,46257,30530,14091,33]
[903,2449,"Ag1",2,1835,1145,3.4,86,76,100,0.09,26402,14042,11976,193]
[904,2449,"Ag1",6,3081,815,3.4,86,73.2,82,0.13,26418,13810,11287,1866]
[905,2449,"Ag1",12,7583,686,3.4,86,74.900000000000006,93,0.12,27390,14541,11447,1679]
[906,2449,"Ag1",16,22150,1692,3.4,86,78.7,97,0.13,25911,14192,11223,108]
[907,2449,"Ag1",16,13817,1033,3.4,86,76.2,97,0.11,25964,14077,11573,447]
[908,2449,"Ag1",4,53,35,3.4,86,70.900000000000006,83,0.09,25422,14055,11962,351]
[909,2449,"Ag2",3,197,71,3.3,63,62.8,37,0.13,24525,14467,11235,123]
[910,2449,"Sep",4,2634,845,4.5999999999999996,84,66.400000000000006,79,7.0000000000000007E-2,24426,12341,12304,68]
[911,2449,"Sep",15,1327,250,4.5999999999999996,84,62.1,72,0.1,22743,11530,11769,292]
[912,2457,"Ag2",16,20198,1476,2.8,89,69.5,92,0.09,24699,12127,11984,305]
[913,2460,"Sep",2,276,159,4,96,61.9,64,0.17,20290,10640,10624,32]
[914,2464,"Ag1",16,23171,1672,3.2,94,75.099999999999994,97,0.11,26048,13848,11624,124]
[915,2464,"Ag1",7,2016,290,3.2,94,70.7,79,0.15,22183,11897,10942,129]
[916,2473,"Jan",18,47462,3120,3.7,87,11.8,0,0.05,36117,16542,14577,370]
[917,2474,"Oct",10,6501,869,3.5,97,58.5,92,0.09,21667,9809,11860,54]
[918,2474,"Oct",3,202,73,3.5,97,56.4,91,0.09,20336,8659,11827,341]
[919,2488,"Jan",17,12597,1319,3.7,86,14.3,1,0.06,32598,15610,14299,46]
[920,2501,"Dec",8,22090,3485,4.0999999999999996,77,7.8,0,0.06,40307,20943,14364,45]
[921,2501,"Dec",17,15530,1197,4.0999999999999996,77,15.4,0,0.04,36202,18507,14623,51]
[922,2522,"Nov",14,22304,1981,4.7,66,10.5,0,0.09,37588,20043,13624,222]
[923,2522,"Nov",18,31138,2146,4.7,66,13.5,0,0.12,36476,19213,13052,357]
[924,2527,"Dec",9,6746,1075,4.5,67,8.3000000000000007,0,0.04,38087,20493,14641,2]
[925,2529,"Ag1",13,26456,2449,3.4,86,79.599999999999994,100,0.12,27595,15043,11342,119]
[926,2529,"Ag1",16,13768,1185,3.4,86,73.900000000000006,93,0.14000000000000001,25836,14634,11103,236]
[927,2529,"Ag1",16,11652,985,3.4,86,69,62,0.12,24625,13371,11454,68]
[928,2529,"Sep",1,63,63,4.5999999999999996,84,69.400000000000006,91,0.04,17700,5849,12712,21]
[929,2529,"Sep",4,208,61,4.5999999999999996,84,69.400000000000006,91,0.04,23722,11990,12714,10]
[930,2529,"Sep",6,5223,938,4.5999999999999996,84,69.8,95,0.05,24613,11494,12547,692]
[931,2529,"Sep",16,17525,1367,4.5999999999999996,84,71.900000000000006,100,7.0000000000000007E-2,23623,11268,12190,6]
[932,2529,"Sep",16,14519,1172,4.5999999999999996,84,70.5,96,7.0000000000000007E-2,23716,11087,12263,396]
[933,2529,"Sep",16,15832,1374,4.5999999999999996,84,70,96,0.08,23207,10876,12055,223]
[934,2529,"Sep",2,380,216,4.5999999999999996,84,60.1,49,0.06,22886,10648,12426,172]
[935,2529,"Sep",6,74,23,4.5999999999999996,84,54.7,32,0.06,22976,11472,12465,60]
[936,2529,"Sep",5,375,311,4.5999999999999996,84,54.7,32,0.06,22842,11298,12381,113]
[937,2529,"Sep",3,64,22,4.5999999999999996,84,57.1,37,0.09,23369,11829,11884,977]
[938,2537,"Ag1",12,16288,1578,3.3,92,75.3,95,0.05,27583,13992,12592,551]
[939,2537,"Ag1",9,10141,1501,3.3,92,71.8,80,0.05,26658,13808,12559,101]
[940,2537,"Ag1",12,11807,1224,3.3,92,75,93,0.05,27284,13339,12550,1321]
[941,2537,"Ag1",15,4458,551,3.3,92,72,87,0.05,25530,13173,12579,480]
[942,2539,"Ag2",2,1346,770,2.6,97,70.599999999999994,82,0.2,18646,6548,10089,822]
[943,2539,"Ag2",16,30216,2814,2.6,97,72,91,0.18,24714,13168,10497,139]
[944,2539,"Ag2",16,16131,1063,2.6,97,69.8,78,0.13,25033,13278,11283,442]
[945,2540,"Jan",18,24018,1495,3.6,89,12.8,0,0.05,33570,15545,14476,224]
[946,2540,"Jan",18,50390,3136,3.6,89,16.3,3,0.06,35340,16240,14301,9]
[947,2553,"Jun",14,6308,628,14.5,100,68.400000000000006,86,0.17,23163,13203,10178,338]
[948,2553,"Ag2",16,18451,1567,2.7,92,70.900000000000006,86,0.12,25144,13325,11368,277]
[949,2553,"Ag2",6,4579,885,2.7,92,73.5,95,0.11,26373,14150,11602,606]
[950,2553,"Ag2",4,2464,660,2.7,92,66.8,61,0.03,25143,12584,12913,7]
[951,2553,"Ag2",4,429,225,2.7,92,64.7,53,0.09,24650,13315,11893,39]
[952,2553,"Ag2",4,1608,505,2.7,92,68.8,87,0.05,24262,12271,12541,24]
[953,2553,"Ag2",15,9802,690,2.7,92,67.5,80,0.06,24552,12190,12399,289]
[954,2553,"Sep",6,4153,888,3.7,100,67.599999999999994,88,0.12,24118,12360,11490,566]
[955,2553,"Sep",11,5898,732,3.7,100,67.900000000000006,88,0.1,23693,12104,11728,162]
[956,2554,"Oct",9,5449,799,3.5,97,55.2,57,0.13,22226,10094,11215,1104]
[957,2554,"Oct",16,1992,269,3.5,97,58.4,79,0.05,23056,10753,12569,466]
[958,2554,"Oct",16,5377,597,3.5,97,58.1,68,0.08,22590,10646,12038,427]
[959,2555,"Ag2",16,20499,1594,2.8,91,70.3,87,0.17,24183,13242,10630,8]
[960,2559,"Ag2",10,13193,1386,2.6,99,71.7,86,0.12,26451,14565,11427,32]
[961,2559,"Ag2",5,864,276,2.6,99,72.7,91,0.1,23516,12774,11719,4]
[962,2563,"Jan",4,8473,2615,3.1,97,17.100000000000001,3,0.04,33504,14258,14747,78]
[963,2563,"Jan",12,31770,2939,3.1,97,8.5,0,0.03,36160,15760,14938,770]
[964,2563,"Jan",18,36194,2435,3.1,97,13.4,0,0.01,35208,15296,15198,713]
[965,2563,"Jan",9,7879,1149,3.1,97,11.2,1,0.04,34958,15484,14727,1817]
[966,2563,"Feb",18,43364,2856,3.1,96,6.6,0,0.03,34304,14958,14936,2]
[967,2563,"Feb",18,28487,1788,3.1,96,9.6999999999999993,1,0.04,32965,14426,14693,264]
[968,2563,"Ag2",6,826,213,2.9,87,73.599999999999994,96,0.11,26768,14679,11529,1440]
[969,2576,"Jan",18,35443,2432,3.4,95,10.9,0,0.02,35150,16127,15021,43]
[970,2576,"Jan",18,39336,2440,3.4,95,14.3,0,0.06,35564,16471,14440,478]
[971,2576,"Jan",5,1699,465,3.4,95,20.5,3,0.14000000000000001,33694,18594,12837,188]
[972,2576,"Ag1",3,1124,680,3.6,77,68,59,0.13,24904,14090,11172,205]
[973,2577,"Sep",3,1400,521,4.7,78,54.8,29,0.19,22568,12738,10246,327]
[974,2578,"Dec",1,0,0,5.0999999999999996,48,7.8,0,0.08,46257,29846,13950,859]
[975,2578,"Dec",15,13958,1812,5.0999999999999996,48,15.4,0,0.1,36933,20268,13648,76]
[976,2599,"Nov",10,22865,2776,4.5999999999999996,67,10.5,0,0.09,37369,19364,13533,33]
[977,2599,"Nov",19,67924,3869,4.5999999999999996,67,13.5,0,0.17,35833,17945,12067,48]
[978,2605,"Ag2",6,2099,546,2.6,95,72.400000000000006,92,0.11,26180,14906,11499,443]
[979,2609,"Ag2",13,7592,754,3.3,63,70.5,91,0.05,24764,12735,12473,12]
[980,2609,"Ag2",2,392,312,3.3,63,69.2,86,0.04,21750,9080,12685,71]
[981,2609,"Ag2",1,60,60,3.3,63,65.7,63,0.05,19054,5968,12476,642]
[982,2609,"Ag2",3,501,186,3.3,63,69.7,92,0.12,21969,9997,11341,1831]
[983,2617,"Ag1",16,20629,1443,3.3,92,76.599999999999994,96,0.14000000000000001,25043,12497,11143,1109]
[984,2617,"Ag1",16,36693,2404,3.3,92,74.599999999999994,91,0.12,26251,13383,11379,193]
[985,2617,"Ag1",16,22809,1526,3.3,92,75.400000000000006,91,0.09,25416,12921,11953,113]
[986,2617,"Ag1",16,11742,1621,3.3,92,74.7,92,0.03,25779,13071,12847,124]
[987,2624,"Ag2",4,5169,1320,2.6,96,70.7,93,7.0000000000000007E-2,25417,12746,12274,81]
[988,2624,"Ag2",1,106,106,2.6,96,72.099999999999994,97,0.06,24916,13236,12409,1]
[989,2624,"Ag2",10,986,106,2.6,96,71.3,95,0.03,23972,11786,12951,92]
[990,2624,"Ag2",4,579,154,2.6,96,71.3,95,0.03,25162,12922,12905,167]
[991,2625,"Jan",18,14979,1306,3.9,85,10.6,0,0.01,33090,14930,15274,62]
[992,2625,"Jan",18,47915,2779,3.9,85,7.1,0,0.03,35573,15937,14907,76]
[993,2633,"Ag2",6,4059,930,2.7,92,66.3,64,0.1,24931,13524,11676,73]
[994,2633,"Sep",12,2406,485,3.7,100,67.400000000000006,86,0.06,24166,12411,12387,2]
[995,2634,"Oct",8,16044,2071,3.5,97,46.8,14,0.17,23305,11439,10626,56]
[996,2634,"Oct",16,35480,2494,3.5,97,42.3,5,0.15,24709,12354,10924,69]
[997,2634,"Oct",8,2634,336,3.5,97,46.6,30,0.09,23568,10340,11827,1894]
[998,2634,"Oct",12,14069,1354,3.5,97,45.2,17,0.1,23666,11220,11785,256]
[999,2634,"Oct",13,19381,1508,3.5,97,45.9,39,7.0000000000000007E-2,23805,10828,12244,45]
[1000,2634,"Oct",16,12599,1020,3.5,97,47.2,55,0.05,24227,11789,12473,34]
[1001,2634,"Oct",16,10996,857,3.5,97,44.1,32,0.04,24231,11345,12772,283]
[1002,2642,"Jan",16,4773,305,2.4,99,14.3,1,0.01,33028,15593,15288,48]
[1003,2648,"Sep",10,4458,451,4.5999999999999996,86,69.900000000000006,95,0.12,23384,12226,11469,148]
[1004,2649,"Jan",11,890,88,2.2999999999999998,100,14.5,1,0.02,32513,13860,15019,52]
[1005,2649,"Jan",18,55909,3301,2.2999999999999998,100,14.7,0,0.02,35343,15028,15175,43]
[1006,2649,"Jan",7,71,12,2.2999999999999998,100,22.9,7,0.04,32337,15750,14641,17]
[1007,2653,"Jan",18,16607,1406,4.5,67,10.9,0,0.01,35150,16742,15314,181]
[1008,2653,"Jan",18,33063,2214,4.5,67,14.3,0,0.04,35564,16949,14750,37]
[1009,2655,"Dec",1,0,0,5.7,38,7.8,0,0.06,46257,29528,14267,859]
[1010,2656,"Ag1",2,3005,1545,3.6,77,67,50,0.22,18433,7152,9856,6]
[1011,2656,"Ag1",4,126,41,3.6,77,67.8,58,0.18,25369,15443,10390,728]
[1012,2656,"Ag2",2,287,204,3.1,80,66.8,53,0.11,26238,15444,11522,230]
[1013,2656,"Ag2",1,379,379,3.1,80,66.8,53,0.12,23649,12252,11424,67]
[1014,2656,"Ag2",13,5127,849,3.1,80,69.400000000000006,88,7.0000000000000007E-2,25765,14027,12173,90]
[1015,2664,"Sep",4,730,219,4.7,81,66.599999999999994,83,0.18,23625,13712,10411,0]
[1016,2674,"Dec",11,24023,2317,4.2,76,7.5,0,0.06,38108,19295,14326,66]
[1017,2674,"Dec",17,19122,1683,4.2,76,13.5,0,0.05,36435,18689,14475,39]
[1018,2676,"Nov",10,9155,1438,4.5999999999999996,70,10.5,0,0.05,37944,20483,14362,160]
[1019,2676,"Nov",14,6120,447,4.5999999999999996,70,13.5,0,0.04,37414,20293,14425,291]
[1020,2697,"Ag1",12,17249,1647,3.3,92,71.2,78,7.0000000000000007E-2,26384,13547,12250,59]
[1021,2697,"Ag1",15,1677,114,3.3,92,74,88,0,26194,13645,13301,136]
[1022,2697,"Ag1",12,5880,516,3.3,92,73.5,91,0.03,26455,13734,12866,275]
[1023,2700,"Dec",1,9,9,3.8,84,15.1,0,0.1,38210,22980,13618,0]
[1024,2704,"Jan",5,4553,1370,4.3,73,12.8,0,0.02,35643,17457,15094,43]
[1025,2704,"Jan",18,20878,1363,4.3,73,11.8,0,0,36117,17536,15405,24]
[1026,2713,"Ag2",2,707,661,2.7,92,72.7,91,7.0000000000000007E-2,25040,13014,12208,54]
[1027,2714,"Oct",10,10922,1420,3.5,97,45.7,9,0.06,23057,10318,12335,81]
[1028,2714,"Oct",11,348,42,3.5,97,51.4,58,0.06,23437,11064,12337,815]
[1029,2714,"Oct",14,16633,1360,3.5,97,41.5,5,0.02,25166,11634,13077,98]
[1030,2714,"Oct",16,14141,974,3.5,97,34.9,3,0.02,25985,12102,13067,788]
[1031,2714,"Oct",9,6055,746,3.5,97,37.4,4,7.0000000000000007E-2,25494,9576,12192,3846]
[1032,2714,"Sep",8,7695,979,4.5999999999999996,85,65.5,87,0.23,22736,12956,9695,35]
[1033,2724,"Oct",10,16445,1922,3.9,89,56.2,59,0.23,22723,12087,9653,107]
[1034,2724,"Oct",6,2407,456,3.9,89,60.1,84,0.2,23325,13829,10048,46]
[1035,2729,"Oct",1,571,571,3.6,94,45.4,3,0.18,21915,11361,10447,359]
[1036,2731,"Ag2",15,9259,1002,3.4,61,70.400000000000006,91,0.15,25152,14588,10898,28]
[1037,2732,"Dec",9,21882,3096,4.9000000000000004,54,7.8,0,0.03,39803,20131,14985,55]
[1038,2732,"Dec",17,29245,1854,4.9000000000000004,54,15.4,0,7.0000000000000007E-2,36202,18220,14104,51]
[1039,2736,"Dec",7,16476,2566,3.9,80,3.6,0,0.13,39702,21316,12983,866]
[1040,2736,"Dec",16,7383,866,3.9,80,14,1,7.0000000000000007E-2,36410,19777,14152,11]
[1041,2738,"Oct",7,3642,639,4.2,84,51,17,0.24,23201,14230,9381,7]
[1042,2738,"Oct",7,4934,1002,4.2,84,51,17,0.25,22533,12663,9237,787]
[1043,2769,"Ag1",1,22,22,3.4,86,79.5,99,0.04,26750,14745,12738,71]
[1044,2769,"Sep",16,5399,348,4.5999999999999996,84,63.6,74,0.05,22978,10996,12552,30]
[1045,2771,"Ag2",15,2190,240,3.4,62,60.6,16,0.21,23187,13925,9944,184]
[1046,2777,"Ag1",7,6790,1204,3.3,92,70.400000000000006,72,0.12,25604,12228,11390,1853]
[1047,2777,"Ag1",15,8396,708,3.3,92,70.8,82,0.11,25274,13548,11648,517]
[1048,2777,"Ag2",16,26457,1896,2.8,89,70.599999999999994,82,0.09,25202,12204,11880,442]
[1049,2777,"Ag2",11,11699,1123,2.8,89,66.5,63,0.08,25420,13162,12053,28]
[1050,2777,"Ag2",7,5029,897,2.8,89,69.2,84,0.05,25054,12779,12478,52]
[1051,2777,"Ag2",10,3620,378,2.8,89,67.8,76,0.03,24103,11680,12884,7]
[1052,2781,"Jan",17,29195,1948,4.2,76,12.8,0,7.0000000000000007E-2,36197,18345,14209,24]
[1053,2784,"Ag2",2,85,57,2.6,96,62.8,37,0.09,25200,13963,11888,10]
[1054,2784,"Sep",16,5069,657,4.2,92,68.599999999999994,89,0.13,23480,12458,11215,427]
[1055,2784,"Sep",16,7054,824,4.2,92,67.900000000000006,88,0.17,23110,12765,10651,191]
[1056,2784,"Sep",15,7709,553,4.2,92,63.3,78,0.2,22792,12508,10165,541]
[1057,2786,"Ag2",4,3404,1002,2.5,100,72.8,93,0.09,25602,13585,11960,183]
[1058,2786,"Ag2",7,3421,609,2.5,100,73.8,95,7.0000000000000007E-2,26608,13496,12154,1442]
[1059,2786,"Ag2",17,4083,435,2.5,100,71.099999999999994,86,0.05,24269,12335,12500,110]
[1060,2794,"Oct",16,19323,1649,3.5,97,45,0,0.11,23638,11726,11487,74]
[1061,2794,"Oct",16,10720,771,3.5,97,46.1,8,0.11,23332,11836,11534,148]
[1062,2794,"Oct",16,5756,526,3.5,97,49,36,7.0000000000000007E-2,23474,11521,12177,273]
[1063,2794,"Oct",16,32713,2405,3.5,97,42.8,12,0.11,24479,11610,11612,69]
[1064,2794,"Oct",16,17059,1123,3.5,97,47.2,30,0.09,24015,11866,11874,65]
[1065,2794,"Jan",9,13092,1949,5.7,38,11.2,1,0.04,34958,16778,14671,0]
[1066,2794,"Feb",17,6371,1198,4.5999999999999996,70,6.6,0,0.06,34734,18167,14248,34]
[1067,2796,"Ag1",12,14200,1254,3.4,87,76.7,97,0.11,27439,14870,11643,652]
[1068,2796,"Ag1",11,3599,519,3.4,87,68,61,0.1,24631,13038,11757,456]
[1069,2799,"Oct",16,5459,355,3.6,95,57.5,68,0.16,22746,12437,10676,148]
[1070,2799,"Oct",16,11880,876,3.6,95,44,1,0.14000000000000001,24147,13023,11042,196]
[1071,2799,"Oct",15,11760,818,3.6,95,54.6,66,0.15,23186,12273,10945,42]
[1072,2799,"Oct",3,1777,797,3.6,95,59.5,93,0.19,23842,13909,10287,142]
[1073,2801,"Oct",16,9862,875,4.7,61,54.8,42,0.26,22526,13530,9167,69]
[1074,2803,"Jan",17,6975,444,3.1,97,14.5,1,0.08,32673,14791,13955,15]
[1075,2803,"Jan",18,49662,2972,3.1,97,14.7,0,0.04,35343,15868,14664,62]
[1076,2809,"Dec",15,44442,3717,3.1,99,7.8,0,0.04,38916,18817,14688,163]
[1077,2809,"Dec",17,14624,944,3.1,99,15.4,0,0.03,36202,17699,14835,700]
[1078,2816,"Ag1",2,1469,1229,3.6,77,68.099999999999994,51,0.13,25418,14211,11193,6]
[1079,2817,"Dec",18,25997,1641,3.3,96,14.4,0,0.13,34582,16267,13104,1574]
[1080,2817,"Dec",19,61938,3622,3.3,96,11.2,0,0.1,37029,17456,13677,364]
[1081,2817,"Dec",18,36479,2377,3.3,96,15.7,0,0.09,35648,17187,13857,384]
[1082,2817,"Dec",18,34473,2298,3.3,96,15.2,0,0.09,35379,16910,13874,487]
[1083,2817,"Dec",15,8784,763,3.3,96,18.2,1,0.11,34652,18158,13358,542]
[1084,2828,"Dec",1,0,0,9.4,6,7.5,0,0.14000000000000001,44589,30133,12838,15]
[1085,2830,"Nov",4,3149,1218,4.3,77,13.5,0,0.04,35217,17446,14528,32]
[1086,2849,"Ag1",15,7580,522,3.4,86,75.099999999999994,97,0.02,26616,14079,13024,6]
[1087,2849,"Ag1",3,2779,1399,3.4,86,71.3,79,0.09,24206,10470,11934,1120]
[1088,2849,"Ag1",15,12297,971,3.4,86,68.8,53,0.1,25407,13368,11732,485]
[1089,2849,"Ag1",4,913,269,3.4,86,66.7,37,0.12,27089,15039,11388,1129]
[1090,2849,"Sep",8,9657,1293,4.5999999999999996,84,66,76,0.08,24335,11835,12082,124]
[1091,2849,"Sep",10,5008,557,4.5999999999999996,84,67.2,84,0.08,22980,11195,12122,67]
[1092,2857,"Ag1",7,3764,924,3.3,92,72,89,0.02,27016,14188,13046,251]
[1093,2857,"Ag2",3,247,87,2.8,89,67.900000000000006,70,0.12,21544,9920,11407,1501]
[1094,2873,"Jan",12,10485,1118,3.7,87,14.3,1,0.1,32818,16346,13712,11]
[1095,2873,"Ag1",8,10359,1597,3.3,91,73.900000000000006,87,0.14000000000000001,27012,14331,11150,1203]
[1096,2873,"Ag1",7,786,119,3.3,91,68.2,61,0.14000000000000001,24909,14236,11065,435]
[1097,2884,"Jan",10,23092,2647,3.6,90,10.9,0,0.04,34919,15748,14768,30]
[1098,2884,"Jan",18,52373,3039,3.6,90,14.3,0,0.04,35564,15911,14716,38]
[1099,2886,"Dec",1,0,0,13,1,7.8,0,0.06,46257,30216,14405,33]
[1100,2892,"Ag2",5,3458,809,3.1,84,68.099999999999994,68,0.08,25672,13239,12005,792]
[1101,2892,"Ag2",16,9879,661,3.1,84,68.3,68,0.08,24287,12321,12051,277]
[1102,2892,"Ag2",16,16983,1429,3.1,84,72.2,89,0.12,25061,12555,11423,1000]
[1103,2892,"Ag2",15,1739,277,3.1,84,71.5,88,0.11,24987,13979,11513,359]
[1104,2892,"Ag2",13,7588,668,3.1,84,68.3,79,7.0000000000000007E-2,25369,13015,12218,472]
[1105,2896,"Ag1",1,100,100,3.6,77,71.3,76,0.17,24794,13547,10609,1165]
[1106,2901,"Ag2",2,148,122,3.1,76,60.5,5,0.16,17948,7934,10724,382]
[1107,2905,"Dec",17,29363,2284,3.4,94,13.5,0,0.06,36551,18348,14324,45]
[1108,2923,"Oct",5,388,78,4.5999999999999996,66,53.9,45,0.21,24016,14997,9996,8]
[1109,2923,"Oct",1,27,27,4.5999999999999996,66,53.9,45,0.2,21111,11328,10046,124]
[1110,2929,"Sep",12,27631,3162,4.5999999999999996,84,72,92,0.15,25219,12456,10883,413]
[1111,2931,"Ag1",13,14883,1296,3.2,95,69.400000000000006,66,0.14000000000000001,26428,14883,11008,336]
[1112,2931,"Ag1",2,860,463,3.2,95,70.7,75,0.14000000000000001,18490,7775,11022,420]
[1113,2931,"Ag1",5,1497,428,3.2,95,70.8,82,0.12,25755,14339,11491,729]
[1114,2937,"Ag1",14,14787,1135,3.3,92,72.7,91,0.08,26863,14334,12147,300]
[1115,2937,"Ag1",8,11838,1717,3.3,92,71.7,79,7.0000000000000007E-2,27028,13570,12244,701]
[1116,2937,"Ag1",15,8878,946,3.3,92,68,57,0.06,25074,12959,12460,61]
[1117,2937,"Ag2",14,5334,491,2.8,89,69.900000000000006,83,0.08,25110,13509,12080,92]
[1118,2937,"Ag2",5,3400,844,2.8,89,70.7,92,0.04,25087,12600,12757,105]
[1119,2937,"Ag2",12,3160,736,2.8,89,68.400000000000006,80,0.04,24348,11580,12735,591]
[1120,2937,"Ag2",15,13312,1012,2.8,89,60.8,21,0.12,23167,11527,11394,338]
[1121,2937,"Ag2",4,1236,338,2.8,89,62.5,28,0.12,23452,12783,11458,3]
[1122,2939,"Ag2",6,5939,1175,2.6,97,74.900000000000006,96,0.06,26429,13873,12318,267]
[1123,2939,"Ag2",16,5367,532,2.6,97,68.400000000000006,72,0.08,24100,12670,12012,62]
[1124,2940,"Sep",16,10756,840,4,96,63.7,83,0.19,22271,12272,10260,5]
[1125,2954,"Oct",9,13739,1899,3.5,97,48.9,11,0.11,22768,10492,11499,44]
[1126,2954,"Oct",16,9121,772,3.5,97,54.8,68,0.11,22779,11439,11509,117]
[1127,2954,"Oct",14,7353,638,3.5,97,54,61,7.0000000000000007E-2,22926,11002,12195,37]
[1128,2954,"Oct",16,5540,443,3.5,97,48.1,41,0.13,23415,12060,11242,622]
[1129,2954,"Oct",3,1183,486,3.5,97,52.9,78,0.15,22033,10108,10842,585]
[1130,2954,"Oct",16,29194,2093,3.5,97,44.6,24,0.21,23875,12473,9909,524]
[1131,2954,"Oct",16,29274,2102,3.5,97,42.7,12,0.18,25070,12572,10477,1047]
[1132,2954,"Nov",14,8108,671,4.9000000000000004,54,12.3,0,0.03,33335,15052,14634,106]
[1133,2954,"Nov",18,42490,2574,4.9000000000000004,54,10.199999999999999,0,7.0000000000000007E-2,36248,16000,13898,446]
[1134,2954,"Nov",17,22957,1420,4.9000000000000004,54,16.899999999999999,0,0.02,34349,15656,14776,527]
[1135,2961,"Jan",17,33030,2452,3.3,96,10.9,0,0.06,35656,17443,14323,45]
[1136,2961,"Jan",18,26559,2076,3.3,96,14.3,0,0.04,35564,16914,14698,487]
[1137,2963,"Dec",15,55611,5234,3,100,7.8,0,0.08,38916,18826,14046,52]
[1138,2963,"Dec",17,18028,1615,3,100,15.4,0,0.05,36081,17975,14517,422]
[1139,2963,"Sep",1,170,170,4.8,75,62.3,29,0.2,22425,12488,10175,12]
[1140,2963,"Sep",16,10481,1012,4.8,75,60.2,24,0.18,23195,12466,10481,529]
[1141,2966,"Sep",6,7586,1625,4.7,82,65.8,74,0.16,24342,13145,10811,111]
[1142,2966,"Sep",9,6357,773,4.7,82,66,76,0.14000000000000001,23887,12837,11135,80]
[1143,2966,"Sep",16,11096,1054,4.7,82,63.4,58,0.14000000000000001,23331,12219,11074,281]
[1144,2972,"Ag2",3,3520,1365,3.1,84,70.5,92,0.1,24945,12906,11706,7]
[1145,2972,"Ag2",8,3617,689,3.1,84,73.099999999999994,95,0.09,25533,13570,11839,641]
[1146,2976,"Ag2",8,482,68,3.1,80,61.7,25,0.17,22042,12239,10575,186]
[1147,2977,"Jan",18,30307,1807,4.4000000000000004,70,11.8,0,0.01,35471,16439,15356,1]
[1148,2982,"Dec",11,16760,2000,5.7,37,13.5,0,7.0000000000000007E-2,35981,18153,14065,2]
[1149,3009,"Sep",3,570,469,4.5999999999999996,84,60.5,54,7.0000000000000007E-2,23257,11149,12202,530]
[1150,3012,"Jan",18,23456,1695,4.8,63,12.8,0,7.0000000000000007E-2,35678,18202,14163,19]
[1151,3012,"Jan",18,33760,2058,4.8,63,11.8,0,0.09,36117,18381,13845,24]
[1152,3017,"Ag2",11,8422,1177,2.8,89,70.599999999999994,82,0.05,26586,12603,12572,1534]
[1153,3017,"Ag2",16,18873,1339,2.8,89,72.8,93,0.04,24958,11940,12729,88]
[1154,3017,"Ag2",16,16086,1069,2.8,89,73.8,95,0.03,25333,12349,12869,88]
[1155,3019,"Sep",16,9894,1047,4.3,90,68.7,92,0.16,23643,13200,10756,6]
[1156,3025,"Oct",6,5044,1000,4.4000000000000004,72,49,36,0.2,24493,14478,10136,38]
[1157,3025,"Jan",10,9464,1204,3.9,85,12.5,0,0.06,34553,14942,14325,839]
[1158,3025,"Jan",18,50574,3448,3.9,85,17.100000000000001,3,0.06,34651,15412,14395,43]
[1159,3025,"Jan",9,22367,2726,3.9,85,11.2,1,7.0000000000000007E-2,34958,14731,14097,1591]
[1160,3025,"Feb",18,44194,2742,3.7,82,6.6,0,0.01,34304,14314,15272,264]
[1161,3025,"Feb",18,50989,3132,3.7,82,9.6999999999999993,1,0.06,32965,13800,14310,23]
[1162,3025,"Feb",15,5939,510,3.7,82,13.2,1,0.06,31738,15128,14380,24]
[1163,3033,"Ag2",1,83,83,2.7,92,72.8,92,0.06,17155,5543,12385,113]
[1164,3034,"Oct",16,13741,1029,3.5,97,63,95,0.17,22346,11713,10586,44]
[1165,3034,"Oct",16,16639,1346,3.5,97,59.9,88,0.18,22385,11715,10417,69]
[1166,3034,"Oct",16,27667,2418,3.5,97,53.8,43,0.21,23110,12017,9982,238]
[1167,3034,"Oct",11,12191,1421,3.5,97,53.6,38,0.16,22442,10915,10777,404]
[1168,3034,"Oct",16,14592,990,3.5,97,52.5,37,0.14000000000000001,23069,11934,11066,14]
[1169,3034,"Oct",16,7884,526,3.5,97,48.7,14,0.13,22885,11926,11175,148]
[1170,3034,"Oct",16,3718,664,3.5,97,47.8,29,0.03,24036,11720,12901,38]
[1171,3034,"Oct",7,4914,954,3.5,97,49.4,50,0.04,23493,10927,12638,84]
[1172,3034,"Oct",6,1106,261,3.5,97,48.1,39,0.05,24883,13168,12526,4]
[1173,3034,"Oct",6,1003,342,3.5,97,44.5,13,0.05,24858,12994,12605,92]
[1174,3034,"Oct",4,416,182,3.5,97,44.5,13,0.04,24569,12073,12668,610]
[1175,3036,"Ag1",5,6462,1332,3.4,87,76.400000000000006,99,0.09,27615,13615,11878,1934]
[1176,3036,"Ag1",11,8633,854,3.4,87,76.599999999999994,96,0.09,27716,13795,11879,2162]
[1177,3040,"Dec",2,0,0,5,49,7.8,0,0.09,45694,30100,13867,124]
[1178,3040,"Dec",14,13261,1367,5,49,15.4,0,0.02,36125,17617,15119,255]
[1179,3042,"Oct",16,16482,1777,3.4,99,59.4,84,0.28999999999999998,22427,13234,8553,466]
[1180,3042,"Oct",7,6536,1265,3.4,99,56.5,64,0.26,23577,14406,9143,32]
[1181,3044,"Dec",9,26687,3572,3.4,95,3.6,0,0.11,37767,18927,13438,80]
[1182,3044,"Dec",17,13444,1343,3.4,95,14,1,7.0000000000000007E-2,35933,18656,14147,234]
[1183,3049,"Jan",4,4777,1500,2.2999999999999998,100,18.399999999999999,5,7.0000000000000007E-2,31035,13312,14192,33]
[1184,3049,"Jan",18,30691,2228,2.2999999999999998,100,18.3,1,7.0000000000000007E-2,32339,14501,14118,24]
[1185,3049,"Jan",17,14669,1077,2.2999999999999998,100,17.7,1,0.04,32389,14795,14804,24]
[1186,3049,"Jan",16,8394,628,2.2999999999999998,100,14.3,0,0.05,32707,14694,14627,55]
[1187,3052,"Ag1",8,439,59,3.6,75,75.099999999999994,95,0.06,26846,15067,12391,300]
[1188,3052,"Ag2",6,5628,1172,3.1,84,78.7,99,0.05,26715,14096,12626,73]
[1189,3052,"Ag2",9,8797,1077,3.1,84,79.099999999999994,100,0.02,27687,13930,13003,690]
[1190,3052,"Ag2",16,1012,514,3.1,84,71.599999999999994,86,0.02,24933,12692,12999,158]
[1191,3056,"Ag1",16,20916,1415,3.6,77,81.900000000000006,100,0.1,26921,14763,11778,68]
[1192,3056,"Ag1",1,318,318,3.6,77,74.2,89,0.13,17546,6739,11237,212]
[1193,3056,"Ag2",4,9107,2393,3.1,80,70.3,84,0.2,25168,12970,10106,792]
[1194,3056,"Ag2",12,6029,693,3.1,80,72.2,89,0.17,25140,13558,10582,1477]
[1195,3056,"Ag2",11,5563,825,3.1,80,65.400000000000006,50,0.05,25590,13315,12536,120]
[1196,3061,"Nov",5,2956,1165,4.7,63,10.5,0,0.04,40564,23535,14484,84]
[1197,3061,"Nov",9,1551,220,4.7,63,13.5,0,0.04,37163,20411,14536,46]
[1198,3061,"Ag2",4,2012,599,3.1,76,69.3,80,0.15,24662,14030,10973,134]
[1199,3113,"Jun",8,3882,566,14.5,100,79,100,0.11,24514,13742,11145,88]
[1200,3113,"Jun",3,731,476,14.5,100,69.900000000000006,89,0.08,23013,12025,11619,4]
[1201,3114,"Oct",8,7658,1255,3.5,97,45.4,3,0.15,23201,10541,10975,1551]
[1202,3114,"Oct",16,9740,761,3.5,97,50.5,29,0.14000000000000001,22962,12012,11079,118]
[1203,3114,"Oct",13,22562,2074,3.5,97,40.299999999999997,1,0.19,24562,11262,10330,2037]
[1204,3114,"Oct",16,12333,961,3.5,97,47.7,36,0.23,23734,11922,9618,2279]
[1205,3114,"Oct",16,24964,1775,3.5,97,40.700000000000003,11,0.16,25231,12687,10774,1066]
[1206,3114,"Oct",16,30970,2221,3.5,97,44.8,37,0.15,24331,12304,10870,77]
[1207,3114,"Oct",1,372,372,3.5,97,39.5,14,0.13,21444,9051,11279,639]
[1208,3115,"Jan",18,20545,1672,4.9000000000000004,59,10.9,0,0.03,35150,16803,14857,357]
[1209,3115,"Jan",17,26265,1817,4.9000000000000004,59,14.3,0,0.05,36067,17699,14531,390]
[1210,3117,"Dec",5,4518,1438,6.5,22,7.8,0,0.05,39466,20888,14476,889]
[1211,3119,"Oct",16,7843,768,3.6,95,45.8,5,0.15,24060,13265,10897,264]
[1212,3119,"Ag2",16,3862,646,2.6,99,77.3,99,0.04,26100,14007,12741,89]
[1213,3123,"Ag2",9,15942,2091,2.9,87,68.3,68,0.15,25628,13615,10957,197]
[1214,3123,"Ag2",16,26468,2366,2.9,87,72.2,89,0.17,25061,13550,10643,193]
[1215,3124,"Oct",1,212,212,3.9,89,32.799999999999997,1,0.05,24474,11979,12587,111]
[1216,3124,"Oct",8,4890,1034,3.9,89,36.6,4,0.04,25578,12954,12696,138]
[1217,3132,"Ag1",16,5582,1211,3.6,75,65.5,37,0.12,24402,13634,11354,62]
[1218,3133,"Ag1",2,1187,740,3.4,85,82,100,0.08,26450,14282,12109,193]
[1219,3133,"Ag1",11,5679,666,3.4,85,81.900000000000006,100,0.05,28552,16306,12612,53]
[1220,3136,"Dec",5,7449,1925,3.9,80,7.5,0,7.0000000000000007E-2,38206,20143,14146,117]
[1221,3136,"Dec",18,24189,1744,3.9,80,13.5,0,0.06,36011,18188,14263,23]
[1222,3169,"Ag2",13,10913,1282,3.3,63,69.599999999999994,82,0.15,25399,14216,10927,336]
[1223,3170,"Oct",14,23936,2116,3.9,90,58.4,79,0.23,23058,12630,9542,8]
[1224,3179,"Feb",16,14353,1085,4.4000000000000004,72,6.6,0,7.0000000000000007E-2,35211,18318,14155,30]
[1225,3179,"Feb",14,5707,692,4.4000000000000004,72,9.6999999999999993,1,0.08,33494,17267,13963,20]
[1226,3179,"Ag2",16,18614,1453,2.6,97,73.599999999999994,96,0.1,25550,13645,11714,6]
[1227,3179,"Ag2",16,11573,858,2.6,97,71.7,87,0.09,24848,13157,11872,75]
[1228,3179,"Ag2",12,16124,1387,2.6,97,72.5,92,0.1,26382,14088,11765,69]
[1229,3179,"Ag2",16,457,30,2.6,97,73.8,97,0.09,24738,13349,11934,406]
[1230,3184,"Ag1",16,15634,1039,3.2,94,72.7,87,0.16,25125,14295,10823,27]
[1231,3193,"Ag2",4,4232,1342,2.7,92,66.8,54,0.14000000000000001,25289,13401,11161,646]
[1232,3193,"Ag2",11,7262,749,2.7,92,59.6,5,0.16,24327,13572,10741,240]
[1233,3194,"Oct",3,809,275,3.5,97,53.3,29,0.16,23506,13415,10730,4]
[1234,3194,"Oct",16,9338,1012,3.5,97,61.4,93,0.15,22393,11697,10866,103]
[1235,3194,"Oct",16,20873,1573,3.5,97,60,88,0.14000000000000001,22917,11428,11002,39]
[1236,3194,"Oct",13,9736,830,3.5,97,57.9,64,0.11,22431,10876,11573,36]
[1237,3194,"Oct",12,10946,1079,3.5,97,57.9,71,0.11,22465,10639,11632,49]
[1238,3194,"Oct",2,2,1,3.5,97,54.9,61,0.1,22370,11586,11800,4]
[1239,3194,"Oct",5,3756,904,3.5,97,55.2,89,7.0000000000000007E-2,23493,11474,12208,13]
[1240,3194,"Oct",4,1674,446,3.5,97,51.8,63,0.04,25159,13033,12687,142]
[1241,3194,"Oct",11,4573,626,3.5,97,51.8,63,0.04,22894,10547,12690,4]
[1242,3194,"Oct",16,7251,680,3.5,97,50.7,59,0.05,23319,11184,12468,69]
[1243,3194,"Oct",11,2409,282,3.5,97,42.5,7,0.05,23635,11347,12574,257]
[1244,3194,"Oct",16,11702,793,3.5,97,43.7,21,0.03,24893,12082,12839,97]
[1245,3194,"Oct",7,2194,334,3.5,97,49.7,74,0.1,22181,10018,11790,751]
[1246,3194,"Oct",17,9451,843,3.5,97,52.1,89,7.0000000000000007E-2,22815,10728,12248,83]
[1247,3194,"Dec",5,7392,2020,4.5,68,15.4,0,0.06,35863,17753,14316,6]
[1248,3196,"Ag1",5,4886,1013,3.4,87,76.3,95,0.13,26361,14321,11317,850]
[1249,3196,"Ag1",16,18388,1158,3.4,87,76.2,96,0.12,26190,14232,11329,475]
[1250,3196,"Ag1",16,19046,1385,3.4,87,77,97,0.12,25555,13875,11328,158]
[1251,3196,"Ag2",9,8607,1098,4.0999999999999996,29,77.3,99,0.08,27561,14761,11989,768]
[1252,3196,"Ag2",15,552,76,4.0999999999999996,29,75.599999999999994,100,0.1,25416,14307,11753,332]
[1253,3196,"Ag2",16,5791,562,4.0999999999999996,29,75.900000000000006,99,0.12,25068,13733,11372,580]
[1254,3208,"Jan",18,54223,3305,3.7,86,11.8,0,0.05,35471,15877,14590,1]
[1255,3208,"Jan",6,2544,576,3.7,86,19.899999999999999,1,0.05,34065,16189,14643,3]
[1256,3212,"Ag2",7,4086,604,3.1,84,68.900000000000006,86,0.17,24731,13055,10647,1418]
[1257,3213,"Dec",18,56723,3732,4.7,61,7.5,0,7.0000000000000007E-2,38159,18553,14224,37]
[1258,3213,"Dec",17,29412,1996,4.7,61,13.5,0,0.05,36551,17699,14552,464]
[1259,3215,"Nov",12,23356,2104,4.8,58,10.5,0,0.02,37180,18164,14794,117]
[1260,3215,"Nov",17,21328,1336,4.8,58,13.5,0,0.02,36982,18243,14744,700]
[1261,3257,"Ag2",9,5947,965,2.8,89,65.599999999999994,42,0.1,23515,11952,11762,123]
[1262,3264,"Ag2",14,7130,581,2.6,96,68.900000000000006,74,0.06,25252,13091,12344,260]
[1263,3264,"Ag2",10,6360,931,2.6,96,72.8,92,0.05,25387,12452,12525,601]
[1264,3264,"Ag2",10,10453,1356,2.6,96,75.900000000000006,100,0.06,26662,13207,12385,916]
[1265,3264,"Ag2",16,7292,749,2.6,96,73.599999999999994,99,0.03,24701,12078,12835,311]
[1266,3265,"Jan",17,45907,2863,3.9,85,14.7,0,7.0000000000000007E-2,35866,16748,14247,268]
[1267,3271,"Oct",12,19576,1767,4.4000000000000004,73,57.9,64,0.28000000000000003,22290,12657,8765,4]
[1268,3271,"Oct",16,14448,1041,4.4000000000000004,73,57.9,71,0.28000000000000003,22753,13782,8797,126]
[1269,3271,"Dec",1,0,0,6.2,24,7.8,0,0.05,46257,30036,14586,33]
[1270,3273,"Oct",11,15738,1705,4.9000000000000004,51,41.4,7,0.21,23760,13054,9990,48]
[1271,3273,"Oct",9,13238,1517,4.9000000000000004,51,47.5,34,0.24,23559,11728,9496,1656]
[1272,3273,"Ag1",11,5007,817,3.3,91,76.3,95,0.09,24776,13279,11918,71]
[1273,3273,"Ag1",10,3020,341,3.3,91,74.5,89,0.05,27017,14975,12475,178]
[1274,3273,"Ag2",16,21788,2118,2.7,92,80,100,7.0000000000000007E-2,25632,12845,12280,124]
[1275,3273,"Ag2",5,5136,1413,2.7,92,77.3,99,0.04,27122,12684,12695,1770]
[1276,3273,"Ag2",8,7071,1062,2.7,92,75.599999999999994,100,0,26754,13371,13335,104]
[1277,3273,"Ag2",8,5988,798,2.7,92,76.400000000000006,100,0,26997,13019,13316,853]
[1278,3273,"Ag2",16,11930,1431,2.7,92,75.900000000000006,99,0.03,25068,11819,12903,580]
[1279,3273,"Ag2",13,9594,983,2.7,92,73.099999999999994,99,7.0000000000000007E-2,25529,12948,12248,516]
[1280,3274,"Oct",16,10072,914,3.5,97,52.1,53,0.13,23031,11890,11241,126]
[1281,3274,"Oct",16,17632,1364,3.5,97,51.5,46,0.13,23299,11734,11242,77]
[1282,3274,"Oct",16,7314,749,3.5,97,54.6,75,0.11,22694,11563,11524,5]
[1283,3274,"Oct",6,5560,1044,3.5,97,49.3,36,0.14000000000000001,23517,10557,11129,1814]
[1284,3274,"Oct",15,15535,1082,3.5,97,46.7,18,0.14000000000000001,24085,11281,11120,1506]
[1285,3274,"Oct",13,1251,106,3.5,97,53.1,76,0.08,23357,12102,12009,55]
[1286,3274,"Oct",15,16950,1224,3.5,97,52.1,74,0.09,23353,11053,11870,158]
[1287,3274,"Oct",2,193,107,3.5,97,48.6,45,0.08,24044,12925,12040,4]
[1288,3274,"Oct",1,36,36,3.5,97,48.6,45,0.08,25072,14149,12102,6]
[1289,3274,"Oct",16,3058,196,3.5,97,44.3,18,0.09,24220,12165,11956,763]
[1290,3274,"Oct",9,9287,1183,3.5,97,48.7,66,0.09,23215,10731,11856,389]
[1291,3275,"Dec",4,7649,2194,3.9,81,3.6,0,0.08,37214,18042,13896,876]
[1292,3275,"Dec",16,13403,861,3.9,81,14,1,0.08,36410,19389,13931,243]
[1293,3275,"Sep",16,2366,589,4.0999999999999996,94,68.7,95,0.13,23150,12297,11312,330]
[1294,3278,"Oct",16,8928,881,6.4,14,33.299999999999997,0,0.1,26537,14445,11802,588]
[1295,3278,"Oct",16,22283,1433,6.4,14,32.799999999999997,1,0.12,27095,14339,11432,788]
[1296,3278,"Oct",15,16187,1308,6.4,14,36.6,4,0.12,25922,13934,11414,353]
[1297,3287,"Sep",4,1056,332,5.3,51,64.8,71,0.14000000000000001,23961,12934,11156,485]
[1298,3288,"Jan",13,13372,1350,3.7,86,12.4,0,0.05,36019,16734,14619,1793]
[1299,3290,"Dec",14,35937,3569,5.5,39,7.5,0,0.17,37433,19983,12403,146]
[1300,3290,"Dec",19,58592,3826,5.5,39,13.5,0,0.2,35393,18209,11808,22]
[1301,3292,"Nov",13,14689,1317,4.4000000000000004,72,10.5,0,0.01,37333,19036,14979,43]
[1302,3292,"Nov",17,16174,1034,4.4000000000000004,72,13.5,0,0.01,36982,19003,14937,51]
[1303,3292,"Ag2",10,9407,961,3.1,84,71.5,96,0.08,25494,13257,12115,74]
[1304,3292,"Ag2",16,16225,1163,3.1,84,76,100,0.09,24972,12909,11959,68]
[1305,3292,"Ag2",16,18485,1362,3.1,84,75.8,99,0.08,24480,11918,12024,361]
[1306,3297,"Dec",18,58574,3553,3.3,96,8.3000000000000007,0,0.04,37704,17534,14664,59]
[1307,3297,"Dec",18,49762,3226,3.3,96,10.5,1,0.01,37621,17422,15182,59]
[1308,3325,"Ag2",3,2247,921,2.6,95,70.599999999999994,82,0.12,25627,12561,11374,1789]
[1309,3325,"Ag2",16,17955,1353,2.6,95,72.8,93,0.13,24958,13483,11243,88]
[1310,3325,"Ag2",9,4834,863,2.6,95,73.8,95,0.09,24341,12789,11963,36]
[1311,3325,"Ag2",10,13001,1586,2.6,95,71.099999999999994,86,0.13,25283,13351,11202,262]
[1312,3325,"Ag2",1,422,422,2.6,95,70.3,87,0.15,17300,6835,10869,142]
[1313,3329,"Sep",16,6519,922,4.5999999999999996,84,56.2,36,0.14000000000000001,22571,11429,11112,560]
[1314,3341,"Oct",3,1468,630,4.7,59,49.5,39,0.13,24228,13274,11240,0]
[1315,3341,"Oct",10,5320,759,4.7,59,43.8,13,0.1,23625,12126,11701,36]
[1316,3344,"Ag1",2,1632,1338,3.2,94,76.400000000000006,99,0.06,26674,14134,12344,107]
[1317,3344,"Ag1",3,505,252,3.2,94,75.5,96,0.04,26195,14087,12770,107]
[1318,3344,"Ag1",6,879,152,3.2,94,75.7,96,0.05,22799,11121,12606,60]
[1319,3344,"Ag2",16,18839,1368,2.6,96,76,99,0.14000000000000001,25503,13533,11012,759]
[1320,3344,"Ag2",16,19118,1592,2.6,96,72.2,89,0.15,24644,13037,10879,512]
[1321,3346,"Jan",18,34118,1998,4.0999999999999996,77,10.9,0,0.03,35150,16320,14906,37]
[1322,3346,"Jan",18,26081,1575,4.0999999999999996,77,14.3,0,0.03,35564,16396,14961,767]
[1323,3348,"Dec",1,0,0,14.7,0,7.8,0,0.08,46257,30686,13928,40]
[1324,3353,"Ag2",6,6732,1594,2.7,92,64.599999999999994,36,0.15,24922,13895,10914,8]
[1325,3353,"Ag2",5,3915,1157,2.7,92,63.9,25,0.13,25061,12723,11311,1298]
[1326,3353,"Ag2",5,3663,909,2.7,92,67.599999999999994,66,7.0000000000000007E-2,23984,11558,12237,255]
[1327,3354,"Oct",4,430,117,3.5,97,64.099999999999994,100,0.12,22588,11903,11364,335]
[1328,3354,"Oct",8,2242,390,3.5,97,64.099999999999994,100,0.13,22089,11003,11191,437]
[1329,3354,"Oct",16,6181,782,3.5,97,47.5,4,0.04,23530,11157,12695,148]
[1330,3354,"Oct",13,9303,1071,3.5,97,50.8,28,7.0000000000000007E-2,22644,10056,12246,312]
[1331,3354,"Oct",7,11516,1647,3.5,97,38.5,0,0.12,25229,12122,11458,865]
[1332,3354,"Oct",11,13786,1615,3.5,97,38.799999999999997,4,0.14000000000000001,25178,10284,11100,3303]
[1333,3354,"Oct",2,1825,1108,3.5,97,44.5,28,0.12,23826,11856,11334,276]
[1334,3354,"Oct",16,22668,1549,3.5,97,44.8,37,0.13,24369,11688,11288,833]
[1335,3355,"Oct",3,4352,2028,3.7,92,33.299999999999997,0,0.15,26682,14531,10898,578]
[1336,3355,"Oct",16,22656,1818,3.7,92,32.799999999999997,1,0.11,27095,14835,11623,77]
[1337,3355,"Oct",10,8569,990,3.7,92,36.6,4,0.1,25183,11722,11793,1580]
[1338,3355,"Sep",16,6951,529,4.0999999999999996,94,63.3,71,0.12,22855,11908,11388,62]
[1339,3356,"Dec",12,12015,1237,4.5999999999999996,66,11.2,0,0.03,37602,19057,14969,336]
[1340,3362,"Jan",18,70608,4326,2.4,99,11.8,0,0.06,35471,15275,14281,1]
[1341,3362,"Jan",17,27393,1833,2.4,99,19.899999999999999,1,0.09,32285,13968,13857,0]
[1342,3367,"Dec",16,13757,1060,5.0999999999999996,47,13.5,0,0.01,36755,18470,15285,26]
[1343,3369,"Nov",14,35017,2963,3,99,10.5,0,0.04,37588,18480,14418,83]
[1344,3369,"Nov",18,28451,1893,3,99,13.5,0,0.02,36476,17818,14905,49]
[1345,3425,"Dec",19,69849,4220,3.6,87,7.8,0,0.03,38664,17825,14852,41]
[1346,3425,"Dec",18,33774,2383,3.6,87,15.4,0,0.06,35665,16885,14306,404]
[1347,3433,"Dec",10,24875,3196,3.7,86,11.2,0,0.1,37758,18995,13526,528]
[1348,3433,"Dec",3,398,189,3.7,86,15.7,0,0.09,37096,19133,13772,2322]
[1349,3433,"Dec",3,1360,963,3.7,86,15.7,0,0.14000000000000001,32889,16520,12939,195]
[1350,3433,"Dec",18,22437,1375,3.7,86,15.2,0,0.12,35379,18286,13175,478]
[1351,3433,"Sep",16,1168,200,3.7,100,60.6,58,0.1,22438,11351,11670,281]
[1352,3444,"Dec",10,23723,3142,3.4,95,7.5,0,0.04,38227,18797,14765,71]
[1353,3444,"Dec",18,16828,1077,3.4,95,13.5,0,0.01,36011,17638,15196,49]
[1354,3451,"Dec",17,30087,1862,3.8,82,8.3000000000000007,0,0.01,38265,19141,15198,49]
[1355,3451,"Dec",18,32255,1903,3.8,82,10.5,1,0.01,37621,18356,15242,37]
[1356,3461,"Sep",16,5101,509,4.8,72,61.9,64,0.18,22902,13008,10460,53]
[1357,3461,"Sep",16,3181,512,4.8,72,61.3,66,0.2,22456,12790,10128,276]
[1358,3489,"Ag1",2,278,165,3.4,86,76.7,97,0.09,26146,13936,11817,982]
[1359,3489,"Ag1",4,4000,1191,3.4,86,68,61,0.13,25726,14376,11200,192]
[1360,3489,"Ag1",12,10036,897,3.4,86,67.3,53,0.14000000000000001,25750,14642,11060,121]
[1361,3489,"Ag1",12,18319,1622,3.4,86,74.599999999999994,86,0.18,26588,15083,10363,524]
[1362,3489,"Ag1",16,5337,550,3.4,86,68.900000000000006,61,0.15,25146,14242,10952,616]
[1363,3489,"Ag1",16,10593,989,3.4,86,70.8,78,0.12,24832,13734,11357,75]
[1364,3489,"Ag1",5,2663,778,3.4,86,73.900000000000006,87,0.09,22285,11011,11887,52]
[1365,3489,"Sep",5,3988,1071,4.5999999999999996,84,68.7,82,0.08,24711,10760,12022,2156]
[1366,3489,"Sep",12,6368,750,4.5999999999999996,84,67.099999999999994,78,0.11,23269,11982,11586,105]
[1367,3497,"Ag1",16,13532,1236,3.3,92,78.099999999999994,97,0.1,25674,13307,11755,763]
[1368,3497,"Ag1",16,16029,1266,3.3,92,70.2,70,0.05,25512,12689,12602,215]
[1369,3497,"Ag1",11,1039,104,3.3,92,66.900000000000006,46,0.05,24960,12889,12628,331]
[1370,3500,"Jan",6,11107,2285,3.6,89,10.9,0,0.02,36023,16820,15081,240]
[1371,3500,"Jan",18,40735,2437,3.6,89,14.3,0,0.02,35564,15795,15029,487]
[1372,3504,"Ag1",9,2538,308,3.2,94,77,97,0.05,24458,12673,12487,4]
[1373,3504,"Ag1",4,108,31,3.2,94,77,97,0.04,26228,13911,12743,589]
[1374,3504,"Ag2",12,5784,501,2.6,96,80,100,0.03,26972,14211,12951,210]
[1375,3504,"Ag2",2,2826,1785,2.6,96,77.3,99,0.06,26416,12781,12440,368]
[1376,3504,"Ag2",16,6319,488,2.6,96,75.599999999999994,100,0.06,25385,13185,12393,391]
[1377,3504,"Ag2",10,2028,302,2.6,96,75.900000000000006,99,0.06,24378,12706,12412,13]
[1378,3504,"Ag2",4,226,65,2.6,96,71.7,96,0.03,25148,13221,12836,11]
[1379,3514,"Oct",12,18399,2027,3.5,97,55.9,59,0.18,22410,11190,10392,62]
[1380,3514,"Oct",5,2126,619,3.5,97,61.2,87,0.11,23001,11617,11615,296]
[1381,3514,"Oct",14,5360,531,3.5,97,48.9,34,0.03,23766,10868,12821,527]
[1382,3514,"Oct",16,6940,642,3.5,97,46.1,24,0.02,23812,11176,13044,14]
[1383,3514,"Oct",13,1883,149,3.5,97,46.9,29,0.02,23876,11325,13085,196]
[1384,3514,"Oct",6,811,295,3.5,97,47,29,0.03,23956,11380,12942,408]
[1385,3514,"Oct",16,10300,748,3.5,97,49.6,66,0.03,24040,11359,12840,54]
[1386,3514,"Oct",16,9454,933,3.5,97,47,54,0.03,23876,11290,12843,8]
[1387,3514,"Oct",16,11450,838,3.5,97,45.5,42,7.0000000000000007E-2,24363,12027,12229,246]
[1388,3514,"Oct",13,5891,966,3.5,97,43.3,28,0.08,24186,11032,12086,1489]
[1389,3516,"Jan",9,178,20,4.0999999999999996,78,11.8,0,0.04,36250,19579,14675,73]
[1390,3519,"Ag2",2,1685,1063,2.6,99,74.599999999999994,99,0.08,25476,12922,12070,230]
[1391,3519,"Ag2",14,4452,643,2.6,99,73.8,100,0.06,25369,13339,12364,300]
[1392,3519,"Ag2",2,782,476,2.6,99,64.7,55,0.1,21316,9456,11718,32]
[1393,3521,"Dec",11,14612,1514,3.5,92,7.5,0,0,38108,19118,15413,12]
[1394,3523,"Nov",16,38710,2761,3.4,94,10.5,0,0.04,38143,19200,14444,37]
[1395,3523,"Nov",17,19535,1620,3.4,94,13.5,0,0.02,36982,18326,14768,700]
[1396,3528,"Oct",13,4157,492,4,86,48.9,34,0.17,23473,12961,10581,485]
[1397,3528,"Oct",1,26,26,4,86,48.9,34,0.15,21340,10805,10875,49]
[1398,3528,"Dec",18,55969,3529,3.2,97,8.3000000000000007,0,7.0000000000000007E-2,37704,18220,14123,59]
[1399,3528,"Dec",19,54157,3365,3.2,97,10.5,1,0.06,36968,17470,14311,66]
[1400,3528,"Dec",8,4398,822,3.2,97,17,1,0.13,34464,18304,12980,612]
[1401,3569,"Sep",16,9857,878,4.5999999999999996,84,68.3,83,0.11,23570,12166,11602,122]
[1402,3569,"Sep",3,302,131,4.5999999999999996,84,63,51,0.1,20921,10127,11760,143]
[1403,3577,"Ag1",16,15164,1205,3.3,92,71.8,78,0.09,25303,13251,11824,276]
[1404,3577,"Ag1",16,8129,556,3.3,92,67.7,55,0.12,24403,12790,11482,620]
[1405,3579,"Dec",7,8978,1998,4.8,58,7.8,0,0.09,38581,21091,13715,90]
[1406,3579,"Dec",17,20094,1525,4.8,58,15.4,0,0.12,36202,19647,13242,25]
[1407,3579,"Ag2",16,15081,1087,2.6,97,71.8,87,0.1,25271,13481,11737,89]
[1408,3579,"Ag2",16,9086,646,2.6,97,74.400000000000006,99,7.0000000000000007E-2,25025,12962,12192,282]
[1409,3579,"Ag2",8,11723,1626,2.6,97,64.5,39,0.11,25350,13036,11549,239]
[1410,3587,"Dec",3,2822,1271,4.0999999999999996,78,11.2,0,0.02,34751,15839,15004,186]
[1411,3587,"Dec",16,10003,980,4.0999999999999996,78,15.7,0,0.05,36651,19055,14550,411]
[1412,3587,"Dec",16,11572,761,4.0999999999999996,78,15.2,0,0.04,36375,18489,14645,509]
[1413,3587,"Dec",3,971,396,4.0999999999999996,78,18.2,1,0.12,30860,14995,13185,48]
[1414,3593,"Jan",18,34757,2156,3.7,87,11.8,0,0.01,35471,16278,15246,25]
[1415,3594,"Oct",1,247,247,3.5,97,58.3,76,0.13,20707,9328,11292,255]
[1416,3594,"Oct",16,3586,264,3.5,97,59.8,84,0.14000000000000001,22277,11446,11030,433]
[1417,3600,"Nov",10,11492,1329,4.8,62,10.5,0,0.02,37944,19948,14792,32]
[1418,3600,"Nov",17,20861,1754,4.8,62,13.5,0,0.04,36982,19109,14556,51]
[1419,3616,"Sep",16,12378,1116,5,63,67.099999999999994,86,0.16,23583,12852,10771,124]
[1420,3649,"Ag2",16,25895,1926,3.3,63,73.599999999999994,99,0.17,24701,13285,10596,180]
[1421,3649,"Sep",12,10220,963,4.5999999999999996,84,70,95,0.03,24236,11292,12922,6]
[1422,3649,"Sep",15,6288,539,4.5999999999999996,84,69.900000000000006,95,0.04,23779,11628,12653,51]
[1423,3649,"Sep",4,1530,432,4.5999999999999996,84,68.099999999999994,91,0.05,21298,9416,12508,236]
[1424,3649,"Sep",11,5504,778,4.5999999999999996,84,68.099999999999994,91,0.06,23708,11165,12398,481]
[1425,3649,"Sep",10,3039,580,4.5999999999999996,84,55.1,25,0.05,22982,10877,12617,36]
[1426,3656,"Dec",1,0,0,6,32,7.8,0,0.05,46257,30075,14522,58]
[1427,3657,"Ag1",8,1212,171,3.3,92,67.400000000000006,55,0.13,25709,13894,11181,1450]
[1428,3657,"Ag2",15,12251,1177,2.8,89,66.8,53,0.1,24572,12903,11657,174]
[1429,3657,"Ag2",16,8861,872,2.8,89,69.099999999999994,78,0.1,23973,12510,11788,101]
[1430,3657,"Ag2",10,11019,1174,2.8,89,64.7,54,0.1,24918,12180,11794,734]
[1431,3660,"Dec",14,31157,2520,3.8,84,3.6,0,0.15,38933,21056,12749,716]
[1432,3660,"Dec",18,40324,2694,3.8,84,14,1,0.13,35406,17799,13106,68]
[1433,3663,"Oct",1,16,16,4.8,56,32.799999999999997,1,0.1,24474,12988,11774,111]
[1434,3663,"Oct",16,16060,1437,4.8,56,36.6,4,0.13,25867,14284,11247,188]
[1435,3664,"Dec",16,8335,554,4.9000000000000004,57,14.4,0,0.05,35557,18402,14590,35]
[1436,3664,"Dec",18,20921,1467,4.9000000000000004,57,11.2,0,0.04,37686,18961,14715,654]
[1437,3664,"Dec",11,8091,909,4.9000000000000004,57,15.7,0,7.0000000000000007E-2,36242,18831,14104,462]
[1438,3664,"Dec",16,3582,354,4.9000000000000004,57,15.2,0,0.04,36375,19097,14634,411]
[1439,3665,"Oct",10,5774,774,4.4000000000000004,72,47.7,7,0.2,23341,13419,10073,95]
[1440,3673,"Ag2",2,1302,1012,2.7,92,73.8,100,0.05,24927,12312,12521,32]
[1441,3673,"Ag2",17,7644,1119,2.7,92,64.7,55,0.08,23637,11925,12070,59]
[1442,3674,"Oct",16,6691,499,3.5,97,43.9,9,0.02,24438,11744,13063,69]
[1443,3674,"Oct",7,5544,847,3.5,97,43.9,33,0.06,24696,11975,12387,401]
[1444,3674,"Oct",7,975,227,3.5,97,41.6,18,0.02,25319,13122,12974,20]
[1445,3675,"Dec",18,31625,1895,3.9,81,7.5,0,0.01,38159,18876,15296,37]
[1446,3675,"Dec",15,6315,432,3.9,81,13.5,0,0.01,37284,19106,15274,474]
[1447,3675,"Ag2",16,10684,868,2.8,91,64.5,51,0.18,23459,13236,10386,148]
[1448,3675,"Ag2",12,8429,1566,2.8,91,71.900000000000006,99,0.1,25662,14049,11703,91]
[1449,3682,"Dec",15,31260,2646,3.5,91,8.3000000000000007,0,0.05,38321,19256,14496,338]
[1450,3682,"Dec",19,42334,2623,3.5,91,10.5,1,0.09,36968,17963,13879,626]
[1451,3701,"Ag2",16,3406,248,3.1,76,70.599999999999994,82,0.1,25202,14125,11704,139]
[1452,3718,"Feb",13,11841,962,4,80,6.6,0,0.23,34554,20599,11162,16]
[1453,3729,"Ag1",3,3507,1366,3.4,86,76.400000000000006,99,0.1,26809,12941,11669,1966]
[1454,3729,"Ag1",7,6668,953,3.4,86,76.599999999999994,96,0.08,27634,14738,12074,876]
[1455,3729,"Ag1",9,6162,812,3.4,86,75.5,96,0.05,27373,14401,12519,705]
[1456,3729,"Ag1",3,816,279,3.4,86,75.7,96,0.06,19979,8530,12340,61]
[1457,3729,"Ag1",1,152,152,3.4,86,75.7,96,0.05,24978,11112,12467,1874]
[1458,3729,"Sep",6,9226,1940,4.5999999999999996,84,59.2,26,0.16,23291,11288,10775,680]
[1459,3729,"Sep",16,9229,1014,4.5999999999999996,84,60.4,29,0.11,23042,11814,11541,47]
[1460,3729,"Sep",16,5792,537,4.5999999999999996,84,60.6,39,0.06,22620,10726,12394,76]
[1461,3729,"Sep",16,30242,2489,4.5999999999999996,84,68.599999999999994,96,0.14000000000000001,22891,10648,11018,272]
[1462,3729,"Sep",2,879,560,4.5999999999999996,84,62,57,0.1,20490,9464,11668,64]
[1463,3730,"Oct",16,12340,1187,3.9,90,45.4,3,0.15,23577,12730,10896,36]
[1464,3730,"Oct",9,9141,1113,3.9,90,50.5,29,0.24,22530,11125,9449,1733]
[1465,3730,"Oct",3,2443,1011,3.9,90,40.6,1,0.13,24851,12993,11241,578]
[1466,3739,"Ag1",16,3803,239,3.5,81,79.7,99,0.03,26186,13923,12960,62]
[1467,3739,"Ag2",16,14325,1031,2.6,97,68.3,68,0.12,24287,12833,11483,55]
[1468,3739,"Ag2",16,8833,744,2.6,97,72.2,89,0.09,25061,13380,11959,148]
[1469,3739,"Ag2",16,8257,795,2.6,97,71.5,88,0.09,24492,12991,11940,23]
[1470,3744,"Ag2",4,4475,1158,2.6,96,69.599999999999994,93,0.11,24897,12056,11590,1109]
[1471,3745,"Oct",14,205,24,4.4000000000000004,72,46.1,24,0.1,23932,13096,11701,21]
[1472,3753,"Ag2",16,10223,648,2.7,92,72.400000000000006,92,0.09,25243,13599,11871,113]
[1473,3753,"Ag2",5,4332,888,2.7,92,69.900000000000006,83,0.16,24814,14218,10746,38]
[1474,3753,"Ag2",14,15977,1143,2.7,92,72.8,97,0.11,25795,13941,11638,26]
[1475,3754,"Oct",7,9324,1601,3.5,97,57.2,64,0.16,22449,10560,10786,631]
[1476,3754,"Oct",16,8555,634,3.5,97,51.4,28,7.0000000000000007E-2,23282,11330,12235,39]
[1477,3754,"Oct",16,8755,680,3.5,97,45.1,0,0.06,23276,10904,12462,219]
[1478,3754,"Oct",9,2036,252,3.5,97,42.1,0,0.04,23304,10419,12656,795]
[1479,3754,"Oct",5,3332,736,3.5,97,42.1,0,0.09,23999,11090,11954,1243]
[1480,3754,"Oct",1,73,73,3.5,97,49.7,25,0.1,19831,7856,11711,88]
[1481,3754,"Oct",3,421,146,3.5,97,50.3,32,0.13,22472,10670,11284,152]
[1482,3754,"Oct",16,4677,1165,3.5,97,55.6,76,0.08,22989,11213,12059,281]
[1483,3754,"Oct",11,4751,442,3.5,97,52.1,49,0.06,22191,10134,12305,83]
[1484,3754,"Oct",16,14000,1316,3.5,97,40.299999999999997,8,0.09,25189,12265,11875,1031]
[1485,3754,"Oct",11,7062,970,3.5,97,43.2,26,0.05,24038,11574,12484,149]
[1486,3763,"Sep",9,5381,676,4.8,75,64.3,79,0.14000000000000001,22844,12061,11020,96]
[1487,3768,"Oct",16,5023,563,4,86,52.1,29,0.22,22571,13278,9830,4]
[1488,3810,"Dec",1,0,0,8.6999999999999993,11,7.8,0,7.0000000000000007E-2,46257,29588,14207,859]
[1489,3812,"Ag2",10,1096,119,3.1,81,77.3,99,0.03,27552,15375,12853,106]
[1490,3814,"Dec",1,0,0,6,28,3.6,0,0.11,44660,29524,13394,139]
[1491,3817,"Ag2",6,7691,1418,2.8,89,71.7,96,7.0000000000000007E-2,25538,12779,12236,260]
[1492,3817,"Ag2",16,10840,1143,2.8,89,74.8,97,0.05,24402,11914,12597,193]
[1493,3819,"Ag2",16,10671,875,2.6,97,70.5,92,7.0000000000000007E-2,24483,12367,12304,124]
[1494,3824,"Jan",18,23627,1503,4.3,73,11.8,0,0.06,35471,17784,14382,1]
[1495,3824,"Sep",16,14362,900,4.2,92,60.8,36,0.17,23077,12394,10596,126]
[1496,3831,"Nov",15,33172,3010,4.9000000000000004,56,10.5,0,0.08,37892,19600,13824,184]
[1497,3831,"Nov",18,35883,2201,4.9000000000000004,56,13.5,0,7.0000000000000007E-2,36476,18471,13839,49]
[1498,3833,"Sep",13,2769,277,3.7,100,75.2,99,0.02,24491,11947,13089,5]
[1499,3835,"Ag1",16,16770,1368,3.3,89,76,100,0.11,26216,14534,11521,109]
[1500,3836,"Dec",10,9367,984,4.5999999999999996,66,8.3000000000000007,0,0.03,38418,20117,14912,357]
[1501,3836,"Dec",15,4845,526,4.5999999999999996,66,10.5,1,0.01,38930,20745,15274,578]
[1502,3839,"Ag2",14,433,31,2.6,99,65.3,58,0.15,23764,13529,10956,283]
[1503,3843,"Sep",12,9734,1151,4.8,75,70.599999999999994,92,0.12,25405,13915,11421,93]
[1504,3843,"Sep",4,3258,982,4.8,75,66.7,70,0.1,24972,13218,11818,68]
[1505,3853,"Oct",14,4884,418,5.7,24,48.5,42,0.18,23869,13917,10463,39]
[1506,3857,"Jan",6,7771,1654,4.4000000000000004,70,10.6,0,0.09,33729,16286,13904,214]
[1507,3857,"Jan",18,43500,3146,4.4000000000000004,70,7.1,0,0.04,35573,16496,14646,23]
[1508,3857,"Sep",2,590,389,4.7,78,69.3,93,0.12,24125,12552,11454,504]
[1509,3857,"Sep",2,50,33,4.7,78,69.3,93,0.09,23676,11373,11954,874]
[1510,3857,"Sep",3,282,118,4.7,78,67.2,84,0.1,20892,10300,11701,7]
[1511,3857,"Sep",9,2315,503,4.7,78,67.2,84,0.11,24079,13151,11538,5]
[1512,3876,"Oct",1,32,32,4.5999999999999996,62,50.8,12,0.24,20317,11532,9370,207]
[1513,3876,"Oct",4,639,170,4.5999999999999996,62,50.8,12,0.25,21506,12129,9242,568]
[1514,3887,"Dec",1,0,0,4.5,67,7.8,0,0.09,46257,30071,13724,859]
[1515,3887,"Dec",9,11524,1481,4.5,67,15.4,0,0.09,36139,18744,13847,65]
[1516,3889,"Ag1",12,11811,1575,3.4,86,76.2,96,0.06,27613,14856,12347,336]
[1517,3889,"Ag2",6,8029,1585,3.3,63,80,100,7.0000000000000007E-2,26914,14318,12227,48]
[1518,3889,"Ag2",12,6260,859,3.3,63,77.3,99,0.03,27424,13973,12940,872]
[1519,3889,"Ag2",16,16388,1196,3.3,63,71.7,96,0.1,24541,12647,11725,124]
[1520,3889,"Ag2",14,9607,1158,3.3,63,77.099999999999994,100,7.0000000000000007E-2,25327,12934,12171,489]
[1521,3889,"Ag2",6,205,128,3.3,63,71.400000000000006,97,0.04,24790,12532,12672,570]
[1522,3889,"Sep",14,22863,1727,4.5999999999999996,84,69,83,0.06,24718,11568,12320,105]
[1523,3889,"Sep",4,94,23,4.5999999999999996,84,69.3,89,0.05,24262,12500,12550,67]
[1524,3889,"Sep",16,14319,948,4.5999999999999996,84,65.400000000000006,71,0.03,23753,10934,12856,5]
[1525,3889,"Sep",5,1197,318,4.5999999999999996,84,69.3,96,0.04,23017,11062,12687,55]
[1526,3897,"Ag2",9,305,39,2.8,89,66.400000000000006,68,0.09,23095,12097,11820,127]
[1527,3897,"Ag2",5,638,128,2.8,89,66.400000000000006,68,0.1,24693,13703,11726,191]
[1528,3899,"Ag1",14,15557,1314,3.5,81,81.7,100,0.09,27604,14958,11901,608]
[1529,3899,"Ag1",2,379,269,3.5,81,75.099999999999994,95,0.09,26196,15038,11862,0]
[1530,3899,"Ag2",10,10000,1275,2.6,97,78.7,99,0.06,26906,14233,12395,170]
[1531,3899,"Ag2",16,13618,1027,2.6,97,79.099999999999994,100,0.04,26219,13110,12761,475]
[1532,3901,"Jan",18,19965,1540,4.2,76,11.8,0,7.0000000000000007E-2,35471,17977,14144,250]
[1533,3904,"Ag2",11,15817,1618,2.6,96,70.8,89,0.19,25315,14223,10313,228]
[1534,3904,"Ag2",16,33868,2434,2.6,96,74.599999999999994,99,0.18,25152,13422,10479,113]
[1535,3904,"Ag2",16,24455,2002,2.6,96,73.8,100,0.16,24600,13201,10787,62]
[1536,3904,"Ag2",12,3021,270,2.6,96,64.7,55,0.12,24960,14039,11442,110]
[1537,3904,"Sep",15,20184,1908,4.2,92,66.5,80,0.12,24142,12218,11352,163]
[1538,3904,"Sep",13,10601,1003,4.2,92,66.900000000000006,79,0.16,23246,12498,10836,62]
[1539,3906,"Dec",5,8201,2173,3.7,85,9.3000000000000007,0,0.08,37176,19160,13922,144]
[1540,3906,"Dec",18,67518,4445,3.7,85,7.5,0,0.09,38159,18333,13839,43]
[1541,3906,"Dec",19,46420,2936,3.7,85,13.5,0,0.09,35393,16828,13810,41]
[1542,3913,"Dec",16,40917,2884,3.7,86,8.3000000000000007,0,0.06,38451,19403,14337,40]
[1543,3913,"Dec",18,43661,3191,3.7,86,10.5,1,0.05,37621,18396,14566,40]
[1544,3913,"Ag2",16,14321,1030,2.7,92,73.099999999999994,95,7.0000000000000007E-2,25394,13066,12298,114]
[1545,3913,"Ag2",14,8752,820,2.7,92,75.5,97,0.04,26399,13252,12761,713]
[1546,3913,"Ag2",3,564,240,2.7,92,68.900000000000006,88,0.08,24117,11727,12109,941]
[1547,3913,"Ag2",4,419,137,2.7,92,62.3,25,0.09,24221,11889,11901,1262]
[1548,3914,"Oct",3,2770,1267,3.5,97,56.7,79,0.11,23379,11589,11643,0]
[1549,3914,"Oct",16,15033,1338,3.5,97,61.7,97,0.11,22434,10721,11560,69]
[1550,3914,"Oct",17,22334,1777,3.5,97,62.5,97,0.15,22056,10441,10953,143]
[1551,3914,"Oct",2,288,164,3.5,97,53.1,61,0.15,22888,12836,10920,10]
[1552,3914,"Oct",16,15511,1204,3.5,97,41.4,4,0.09,24240,12050,11892,185]
[1553,3914,"Oct",16,24079,1625,3.5,97,34,1,0.06,26233,12745,12306,533]
[1554,3914,"Oct",16,42097,3119,3.5,97,35.1,3,0.09,26496,12701,11970,50]
[1555,3914,"Oct",13,23066,2163,3.5,97,33.5,1,0.12,26096,12506,11462,1157]
[1556,3914,"Oct",16,7121,1056,3.5,97,38,5,0.09,24385,11748,11869,219]
[1557,3929,"Jan",15,33904,2338,2.2999999999999998,100,13.4,0,7.0000000000000007E-2,32819,14491,14133,3]
[1558,3932,"Ag2",9,12510,1695,3.1,84,66.5,63,0.11,24782,12589,11512,34]
[1559,3932,"Ag2",16,14714,1175,3.1,84,69.2,84,0.16,23994,12323,10774,956]
[1560,3932,"Ag2",16,30803,2446,3.1,84,66.3,64,0.23,23909,12411,9582,970]
[1561,3932,"Ag2",16,8800,1557,3.1,84,67.8,76,0.16,23578,12838,10807,361]
[1562,3936,"Jan",7,14340,2311,3.4,95,11.8,0,0,37089,17494,15400,119]
[1563,3936,"Jan",12,27316,2561,3.4,95,15.3,1,0.15,33148,15712,12788,329]
[1564,3964,"Dec",1,0,0,4.9000000000000004,53,7.8,0,0.08,46257,29752,14043,859]
[1565,3972,"Dec",17,8940,972,4.4000000000000004,70,14.4,0,0.06,35000,17876,14428,63]
[1566,3972,"Dec",18,39848,2740,4.4000000000000004,70,11.2,0,0.06,37686,18792,14428,59]
[1567,3972,"Dec",17,9342,1419,4.4000000000000004,70,15.7,0,7.0000000000000007E-2,36072,18568,14164,684]
[1568,3977,"Ag1",5,2051,488,3.3,92,71.8,80,0.09,26309,15085,11909,9]
[1569,3977,"Ag1",10,11827,1352,3.3,92,75.5,91,0.04,27035,13791,12798,176]
[1570,3977,"Ag1",15,30091,2334,3.3,92,68.900000000000006,61,0.09,25780,12779,11826,168]
[1571,3977,"Ag1",15,3075,439,3.3,92,65.2,33,0.09,24599,12962,11856,575]
[1572,3984,"Ag2",14,16385,1418,2.6,96,70.8,93,0.1,25099,12730,11810,341]
[1573,3985,"Dec",8,7359,1192,3.6,87,16.3,0,0.15,35254,19147,12702,292]
[1574,3994,"Oct",4,1973,624,3.5,97,57.5,68,0.12,21812,10207,11458,216]
[1575,3994,"Oct",9,7790,1165,3.5,97,48.3,18,0.09,22839,10843,11841,82]
[1576,3995,"Oct",6,4484,844,3.7,92,53.3,39,0.19,23378,13269,10260,11]
[1577,4003,"Jan",10,16307,1748,3.1,97,12.8,0,7.0000000000000007E-2,33416,14812,14264,647]
[1578,4003,"Jan",18,57529,3933,3.1,97,16.3,3,0.08,35340,16056,14074,23]
[1579,4003,"Jan",18,26340,1606,3.1,97,25,13,0.13,32816,16164,13118,79]
[1580,4003,"Ag2",9,5617,670,2.9,87,69.599999999999994,91,0.09,24656,12961,11876,108]
[1581,4003,"Ag2",14,6600,532,2.9,87,69.7,95,0.06,25082,12904,12441,218]
[1582,4013,"Jan",8,17682,2327,4.5,67,11.8,0,0.06,36645,17893,14374,125]
[1583,4016,"Ag2",13,5181,654,3.1,80,66.8,61,7.0000000000000007E-2,24428,12806,12227,6]
[1584,4041,"Dec",1,0,0,6,29,7.8,0,0.16,46257,30487,12579,1589]
[1585,4049,"Dec",7,7874,1547,3.6,89,11.2,0,0.09,39098,20808,13815,1165]
[1586,4049,"Dec",3,663,312,3.6,89,15.7,0,0.08,37393,20574,13929,670]
[1587,4049,"Dec",5,509,112,3.6,89,15.7,0,7.0000000000000007E-2,38498,22063,14121,315]
[1588,4049,"Dec",15,16576,1534,3.6,89,15.2,0,0.09,35961,18767,13772,169]
[1589,4050,"Oct",11,7245,971,3.9,90,49.3,4,0.18,22476,11568,10393,619]
[1590,4057,"Ag1",4,3917,1365,3.3,92,82,100,0.01,26892,13614,13261,80]
[1591,4057,"Ag1",16,21965,1514,3.3,92,81.900000000000006,100,0.02,26921,13175,12978,391]
[1592,4057,"Ag1",16,28126,2298,3.3,92,80.2,100,0.06,26193,12966,12397,68]
[1593,4057,"Ag1",16,22224,1976,3.3,92,74.2,89,0.09,25688,13132,11967,197]
[1594,4057,"Ag2",10,9246,1010,2.8,89,72.2,96,0.09,25496,13308,11892,264]
[1595,4057,"Ag2",12,15417,1670,2.8,89,68.599999999999994,82,0.11,25726,12860,11592,872]
[1596,4057,"Ag2",13,16918,1483,2.8,89,64.400000000000006,51,0.15,24728,12765,10843,738]
[1597,4057,"Ag2",16,5001,654,2.8,89,62.8,37,0.14000000000000001,23080,11913,11157,676]
[1598,4057,"Sep",7,806,172,6,23,69.900000000000006,99,0.18,22902,13413,10381,13]
[1599,4060,"Dec",15,37740,2930,3.8,84,7.5,0,0.06,37722,18451,14290,180]
[1600,4060,"Dec",18,57143,3780,3.8,84,13.5,0,0.12,36011,17290,13311,43]
[1601,4064,"Sep",6,3751,758,4.2,92,67.099999999999994,86,0.09,23850,12218,11989,8]
[1602,4064,"Sep",17,3796,753,4.2,92,58.5,39,0.09,22377,11109,11854,74]
[1603,4067,"Dec",18,42108,2855,4.0999999999999996,78,8.3000000000000007,0,0.05,37704,18409,14580,183]
[1604,4067,"Dec",18,36438,2122,4.0999999999999996,78,10.5,1,0.04,37621,18318,14702,384]
[1605,4067,"Dec",6,2043,390,4.0999999999999996,78,14,1,7.0000000000000007E-2,37336,20899,14149,12]
[1606,4073,"Ag2",16,23664,1896,2.7,92,72.3,91,0.09,25272,12731,11843,197]
[1607,4073,"Ag2",16,1378,191,2.7,92,66.900000000000006,54,0.09,24141,12919,11949,166]
[1608,4073,"Sep",15,11808,1691,3.7,100,69.599999999999994,93,0.11,24025,12511,11633,30]
[1609,4073,"Sep",4,3462,1065,3.7,100,67.099999999999994,82,0.1,23599,11943,11730,7]
[1610,4074,"Oct",7,3894,587,3.5,97,49,9,0.17,23249,11814,10632,1107]
[1611,4074,"Oct",16,23892,2258,3.5,97,48.2,9,0.2,23350,12137,10165,411]
[1612,4074,"Oct",16,3375,234,3.5,97,50.2,25,0.15,22835,12010,10942,529]
[1613,4074,"Oct",8,7486,1168,3.5,97,43.7,13,0.05,23648,10804,12598,133]
[1614,4074,"Oct",15,12242,971,3.5,97,47.2,30,7.0000000000000007E-2,24009,11236,12283,532]
[1615,4074,"Oct",5,424,95,3.5,97,45.1,14,0.06,25100,13250,12406,421]
[1616,4074,"Oct",13,6919,798,3.5,97,46.5,37,0.02,24028,11193,12967,138]
[1617,4074,"Oct",16,2934,250,3.5,97,46.8,49,0.01,24021,11348,13144,202]
[1618,4074,"Sep",7,4517,815,4.5999999999999996,85,66.7,70,0.12,25201,13512,11434,555]
[1619,4074,"Sep",1,30,30,4.5999999999999996,85,68.900000000000006,87,0.09,24775,14181,11855,51]
[1620,4088,"Sep",11,4519,1059,4.5999999999999996,86,67.2,84,0.11,24121,12866,11608,73]
[1621,4092,"Ag1",1,425,425,3.6,75,72.7,91,0.08,25588,13546,12043,201]
[1622,4092,"Ag2",1,133,133,3.1,84,68.099999999999994,76,0.17,23943,9747,10627,3908]
[1623,4092,"Ag2",10,2052,377,3.1,84,70.7,92,0.11,24500,12791,11553,893]
[1624,4096,"Jan",7,13997,2248,3.4,95,9.9,0,0.06,35926,17466,14334,99]
[1625,4118,"Dec",13,17763,2028,4.7,62,7.8,0,7.0000000000000007E-2,40445,21721,14199,1085]
[1626,4118,"Dec",10,6167,826,4.7,62,15.4,0,0.08,36422,19746,13950,15]
[1627,4129,"Sep",5,3217,724,4.5999999999999996,84,63.9,66,0.11,23794,10794,11510,1872]
[1628,4129,"Sep",16,23631,1654,4.5999999999999996,84,67,80,0.17,23029,11903,10579,6]
[1629,4129,"Sep",4,514,161,4.5999999999999996,84,60.1,38,0.18,19410,8821,10361,118]
[1630,4130,"Oct",16,9249,849,3.9,90,55.9,59,0.24,22666,12855,9364,725]
[1631,4132,"Jan",18,21659,2017,4.8,63,11.8,0,0.1,35471,18558,13694,25]
[1632,4137,"Ag1",16,16504,1362,3.3,92,70.900000000000006,72,0.05,25612,12829,12525,223]
[1633,4137,"Ag2",15,10563,1263,2.8,89,72.099999999999994,88,7.0000000000000007E-2,25911,12606,12189,1391]
[1634,4137,"Ag2",17,9015,1467,2.8,89,71.900000000000006,99,0.12,24302,11497,11403,1764]
[1635,4139,"Nov",5,2482,886,5.5,34,10.5,0,0.01,40564,23179,14959,61]
[1636,4139,"Ag1",6,7691,1744,3.5,81,68.099999999999994,62,0.18,25918,13990,10437,1267]
[1637,4139,"Ag1",4,462,139,3.5,81,67.8,59,0.14000000000000001,20602,10440,11027,277]
[1638,4139,"Ag2",4,2595,754,2.6,97,75.8,99,0.04,25101,12193,12708,528]
[1639,4144,"Dec",16,33310,2478,4.9000000000000004,57,8.3000000000000007,0,0.03,38451,19328,14900,27]
[1640,4144,"Dec",18,28490,1920,4.9000000000000004,57,10.5,1,0.04,37621,18409,14781,654]
[1641,4144,"Dec",4,536,150,4.9000000000000004,57,14,1,7.0000000000000007E-2,34581,17987,14118,45]
[1642,4144,"Ag2",16,11213,1218,2.6,96,75.5,97,0.12,25514,13124,11394,1275]
[1643,4144,"Ag2",16,20965,1319,2.6,96,72.8,92,0.15,24690,13372,10874,113]
[1644,4154,"Oct",9,5742,663,3.5,97,51.1,18,0.1,22430,10167,11681,737]
[1645,4154,"Oct",16,7981,1049,3.5,97,56.6,66,7.0000000000000007E-2,23191,11266,12245,38]
[1646,4154,"Oct",13,8969,1217,3.5,97,57.5,62,0.1,22518,10723,11810,98]
[1647,4154,"Oct",16,4263,401,3.5,97,58.6,78,7.0000000000000007E-2,22727,10755,12166,396]
[1648,4154,"Oct",16,10133,829,3.5,97,55.9,64,0.12,22360,10924,11432,227]
[1649,4154,"Oct",7,2617,442,3.5,97,52.9,55,0.08,22851,10834,12045,460]
[1650,4154,"Oct",6,1912,402,3.5,97,51.2,41,0.05,24064,12083,12580,82]
[1651,4154,"Oct",1,41,41,3.5,97,51.2,41,0.03,21456,9060,12840,74]
[1652,4154,"Oct",6,3178,817,3.5,97,46.2,22,0.08,24340,12486,12062,172]
[1653,4172,"Ag2",1,261,261,3.1,84,70.8,88,0.06,24144,11859,12342,155]
[1654,4176,"Ag2",15,7439,632,3.1,80,72.7,91,0.08,25196,13532,12018,129]
[1655,4176,"Ag2",4,240,76,3.1,80,70.099999999999994,86,0.09,25020,13858,11814,58]
[1656,4203,"Dec",2,1552,1004,5,51,11.2,0,0.08,32605,14697,14038,54]
[1657,4209,"Jan",18,43505,3285,3.6,91,11.8,0,0.11,35471,17568,13470,25]
[1658,4209,"Sep",12,6388,568,4.5999999999999996,84,66,87,7.0000000000000007E-2,22785,10884,12191,111]
[1659,4209,"Sep",7,4293,668,4.5999999999999996,84,60.5,76,0.13,22441,11483,11258,32]
[1660,4211,"Ag1",16,29156,2027,3.2,95,82,100,0.16,26161,14479,10794,62]
[1661,4211,"Ag1",16,21886,1841,3.2,95,81.900000000000006,100,0.12,26921,14770,11388,391]
[1662,4211,"Ag1",11,15968,1920,3.2,95,80.2,100,0.13,27709,15584,11300,278]
[1663,4211,"Ag1",16,5946,709,3.2,95,74.2,89,0.1,25688,14305,11810,197]
[1664,4211,"Ag1",16,8457,635,3.2,95,72.3,88,0.13,24953,14162,11197,62]
[1665,4217,"Ag1",2,930,625,3.3,92,70.7,74,0.09,25203,12040,11834,1591]
[1666,4217,"Ag1",2,565,331,3.3,92,72.3,76,0.03,25272,12257,12929,530]
[1667,4217,"Ag2",2,724,389,2.8,89,65.7,53,0.09,25753,14126,11937,32]
[1668,4217,"Ag2",1,326,326,2.8,89,68.599999999999994,82,0.09,23859,12059,11911,36]
[1669,4217,"Ag2",9,5152,670,2.8,89,67.7,78,0.05,24961,12488,12534,279]
[1670,4217,"Ag2",16,15312,980,2.8,89,68.400000000000006,80,0.09,24166,11938,11855,396]
[1671,4217,"Ag2",11,6879,650,2.8,89,73.2,100,0.02,24913,12088,13025,61]
[1672,4217,"Ag2",16,11616,752,2.8,89,78.099999999999994,100,0.02,24992,11758,13054,434]
[1673,4221,"Dec",12,22572,2127,4.4000000000000004,71,8.3000000000000007,0,7.0000000000000007E-2,37685,19397,14124,44]
[1674,4221,"Dec",18,38822,2303,4.4000000000000004,71,10.5,1,7.0000000000000007E-2,37621,19075,14136,59]
[1675,4223,"Sep",15,4355,451,6.2,14,71.900000000000006,100,0.19,23695,13880,10198,298]
[1676,4223,"Sep",6,3352,753,6.2,14,70.5,96,0.18,24340,14178,10362,32]
[1677,4233,"Ag2",4,2764,753,2.7,92,69.8,78,0.05,25668,12406,12609,939]
[1678,4234,"Jan",9,9441,1211,5.7,38,16.3,3,0.05,35381,17710,14554,14]
[1679,4242,"Jan",14,58259,4630,2.4,99,7.1,0,0.08,35534,15290,14065,54]
[1680,4244,"Jan",7,26559,4598,3.6,90,12.8,0,0.12,36581,16918,13211,630]
[1681,4244,"Jan",19,85225,5350,3.6,90,11.8,0,0.11,35498,15340,13461,140]
[1682,4244,"Jan",13,13467,1177,3.6,90,15.3,1,7.0000000000000007E-2,33340,15826,14193,284]
[1683,4249,"Jan",8,2409,441,2.2999999999999998,100,16.100000000000001,3,0.05,31572,15054,14486,0]
[1684,4249,"Jan",3,606,257,2.2999999999999998,100,16.100000000000001,3,0.05,31570,14928,14530,4]
[1685,4257,"Jan",16,45179,3066,4.4000000000000004,70,13.5,0,0.18,32981,15744,12241,269]
[1686,4257,"Jan",20,93442,5525,4.4000000000000004,70,8.5,0,0.16,35264,15840,12611,0]
[1687,4257,"Jan",19,77739,5107,4.4000000000000004,70,13.4,0,0.15,34541,15503,12783,93]
[1688,4257,"Jan",10,32906,3408,4.4000000000000004,70,11.2,1,0.09,34706,15507,13833,13]
[1689,4257,"Feb",18,15255,1461,4.7,68,6.6,0,0.04,34304,16728,14707,23]
[1690,4257,"Feb",15,6201,661,4.7,68,9.6999999999999993,1,7.0000000000000007E-2,33829,17110,14042,453]
[1691,4272,"Dec",1,0,0,7.3,18,7.8,0,0.11,46257,29714,13352,1589]
[1692,4279,"Oct",5,3059,686,4.5,71,33.299999999999997,0,0.13,28220,16832,11171,668]
[1693,4289,"Sep",14,13085,1151,4.5999999999999996,84,56.6,13,0.14000000000000001,22709,11158,11031,493]
[1694,4289,"Sep",16,14815,998,4.5999999999999996,84,57.6,17,0.15,22954,11088,10921,956]
[1695,4289,"Sep",15,2435,547,4.5999999999999996,84,57.1,28,0.1,22584,11443,11719,232]
[1696,4289,"Sep",9,2669,329,4.5999999999999996,84,60.7,58,0.14000000000000001,23129,10274,11148,2282]
[1697,4291,"Dec",13,24785,2512,3.5,90,7.5,0,0.02,38340,19075,15069,58]
[1698,4291,"Dec",18,30506,1935,3.5,90,13.5,0,0.06,36011,17708,14378,37]
[1699,4293,"Nov",16,20179,1906,5.3,44,10.5,0,0.06,38143,20521,14061,257]
[1700,4293,"Nov",17,23670,1844,5.3,44,13.5,0,7.0000000000000007E-2,36982,19516,13983,51]
[1701,4297,"Ag1",16,20726,1387,3.3,92,77.3,99,0.08,25915,13431,12076,109]
[1702,4297,"Ag1",16,13315,1133,3.3,92,76,100,0.04,26216,13466,12722,193]
[1703,4297,"Ag1",4,6859,2004,3.3,92,70.900000000000006,74,0.09,25745,12994,11911,167]
[1704,4297,"Ag1",8,3008,765,3.3,92,73.2,82,0.02,26608,12835,12981,1384]
[1705,4297,"Ag1",16,14497,1218,3.3,92,74.900000000000006,93,0.06,25978,12452,12314,1302]
[1706,4297,"Ag1",12,9223,1143,3.3,92,78.7,97,7.0000000000000007E-2,25687,11963,12152,1785]
[1707,4297,"Ag1",16,20117,1413,3.3,92,76.2,97,0.03,25964,12741,12896,66]
[1708,4297,"Ag1",15,3115,284,3.3,92,70.900000000000006,83,0.03,25358,12651,12880,618]
[1709,4299,"Ag2",3,240,106,2.6,97,75.8,97,0.06,26195,13185,12400,1377]
[1710,4299,"Ag2",16,10933,744,2.6,97,70.3,83,0.06,24940,12716,12392,128]
[1711,4304,"Ag2",5,2581,581,2.6,96,64.599999999999994,50,0.15,24878,12528,10888,2000]
[1712,4318,"Sep",3,18,6,4,95,70.599999999999994,95,0.1,24695,13205,11795,325]
[1713,4321,"Jan",7,14933,2531,3.3,96,11.8,0,7.0000000000000007E-2,37089,18569,14240,119]
[1714,4336,"Jan",6,1258,344,3.4,95,14.3,1,0.08,33638,17451,13962,400]
[1715,4336,"Jan",4,281,118,3.4,95,14.3,1,0.08,33807,17630,14080,227]
[1716,4347,"Jan",3,1438,1106,4.5,68,14.3,0,0.12,32603,16223,13310,12]
[1717,4377,"Ag1",13,9062,961,3.3,92,77,100,0.01,27715,14718,13238,6]
[1718,4377,"Ag1",11,17059,1862,3.3,92,79.599999999999994,100,0.06,27870,14533,12384,307]
[1719,4377,"Ag1",1,30,30,3.3,92,73.900000000000006,93,0.11,21763,9021,11567,535]
[1720,4377,"Ag1",16,11076,949,3.3,92,69,62,0.13,24625,12946,11249,734]
[1721,4379,"Ag1",1,289,289,3.5,81,73,91,0.15,25082,12378,10889,2154]
[1722,4379,"Ag1",2,112,62,3.5,81,67.7,57,0.16,25529,12660,10715,3190]
[1723,4379,"Ag1",2,331,178,3.5,81,64,11,0.16,23689,13388,10812,52]
[1724,4384,"Ag2",7,7171,1204,2.6,96,67.7,78,0.08,25085,12914,12119,1]
[1725,4384,"Sep",16,4664,297,4.2,92,58.9,49,0.15,22385,12059,10960,11]
[1726,4394,"Oct",3,786,492,3.5,97,64.3,97,0.21,19069,8683,9973,43]
[1727,4394,"Oct",8,840,119,3.5,97,56.9,68,0.09,22812,11705,11822,37]
[1728,4394,"Oct",12,9213,788,3.5,97,53,36,0.09,22916,10516,11824,576]
[1729,4394,"Oct",16,12172,1140,3.5,97,50.9,25,0.09,22948,10863,11961,219]
[1730,4394,"Oct",16,14475,938,3.5,97,48.9,11,7.0000000000000007E-2,23284,10903,12254,77]
[1731,4394,"Oct",2,717,359,3.5,97,48.9,17,0.09,22481,10714,11914,48]
[1732,4404,"Jan",15,33188,2603,3.6,90,9.9,0,0.03,35557,16488,14873,52]
[1733,4411,"Ag2",1,36,36,3.4,61,72.5,92,0.11,17576,6861,11645,2]
[1734,4412,"Ag2",16,13763,1100,3.1,84,68.099999999999994,70,0.15,24112,13264,10892,75]
[1735,4426,"Dec",1,0,0,5.4,43,7.8,0,0.08,46257,29790,14005,859]
[1736,4434,"Dec",3,3829,1858,4.2,76,15.2,0,0.11,32678,15137,13418,65]
[1737,4447,"Nov",7,2470,369,4.3,73,13.5,0,0.01,38391,21141,14937,37]
[1738,4449,"Ag2",16,9125,871,3.3,63,68.099999999999994,80,0.11,24094,12855,11641,6]
[1739,4449,"Ag2",15,2510,281,3.3,63,66.099999999999994,63,0.13,24394,13446,11276,484]
[1740,4449,"Sep",15,3992,366,4.5999999999999996,84,67.099999999999994,86,0.08,23542,12199,12034,16]
[1741,4451,"Ag1",7,7672,1240,3.2,95,78.7,97,0.14000000000000001,27351,14113,11108,2041]
[1742,4451,"Ag1",16,6352,822,3.2,95,76.2,97,7.0000000000000007E-2,25964,14159,12200,205]
[1743,4452,"Dec",16,30186,1991,4.4000000000000004,70,8.3000000000000007,0,0.01,38451,19214,15209,27]
[1744,4452,"Dec",17,27317,1767,4.4000000000000004,70,10.5,1,0.06,38180,19155,14414,897]
[1745,4452,"Dec",8,1409,208,4.4000000000000004,70,14,1,0.06,34896,18269,14303,32]
[1746,4457,"Ag1",16,11001,1105,3.3,92,67.3,54,0.09,24687,12988,11948,59]
[1747,4457,"Ag1",2,592,434,3.3,92,70.7,79,0.11,25011,11551,11626,2265]
[1748,4457,"Ag2",2,609,579,2.8,89,69.2,86,0.05,24714,12456,12478,64]
[1749,4465,"Jan",4,2999,1279,3.9,85,12.8,0,0.06,32345,14036,14379,876]
[1750,4465,"Jan",16,7932,608,3.9,85,16.3,3,0.04,36341,16512,14689,2843]
[1751,4473,"Jan",18,18715,1459,3.7,87,10.6,0,0.06,33090,15655,14372,32]
[1752,4473,"Jan",18,36461,2604,3.7,87,7.1,0,0.03,35573,16694,14830,32]
[1753,4474,"Oct",2,436,385,3.5,97,57.4,66,0.18,22740,11031,10440,2074]
[1754,4474,"Oct",2,221,111,3.5,97,57.4,66,0.17,24138,12533,10547,1970]
[1755,4474,"Oct",9,24041,2947,3.5,97,32.299999999999997,0,0.09,25647,11784,11941,44]
[1756,4474,"Oct",17,67916,4287,3.5,97,26.3,0,0.11,27593,12514,11624,61]
[1757,4474,"Oct",16,16361,1268,3.5,97,28.1,0,0.09,26473,11745,11898,1705]
[1758,4475,"Jan",12,43258,3748,4.9000000000000004,59,11.8,0,0.11,35962,16190,13395,728]
[1759,4488,"Oct",14,14491,1177,4,86,38.799999999999997,0,0.11,25145,13299,11585,58]
[1760,4488,"Oct",8,3812,735,4,86,42.8,12,0.1,24035,12600,11707,73]
[1761,4488,"Oct",1,231,231,4,86,47.2,30,0.1,21702,9136,11643,1107]
[1762,4488,"Jan",18,18054,1162,3.7,86,12.5,0,0.03,34552,15100,14917,32]
[1763,4488,"Jan",17,19054,1263,3.7,86,17.100000000000001,3,7.0000000000000007E-2,35163,15759,14237,2144]
[1764,4488,"Jan",11,5204,629,3.7,86,13.5,0,0,32664,14701,15419,160]
[1765,4488,"Jan",18,47746,3140,3.7,86,8.5,0,0.02,36524,16069,15098,713]
[1766,4488,"Jan",18,50395,2935,3.7,86,13.4,0,0.03,35208,15340,15002,76]
[1767,4488,"Jan",16,10881,710,3.7,86,11.8,0,0.05,33304,14794,14542,480]
[1768,4488,"Jan",12,5709,551,3.7,86,10.3,0,0.05,32881,14041,14522,341]
[1769,4488,"Jan",18,53616,3350,3.7,86,11.2,1,0.03,35129,15322,14835,4]
[1770,4488,"Feb",18,45904,2704,2.8,99,6.6,0,0.06,34304,15256,14373,126]
[1771,4488,"Feb",18,41444,3491,2.8,99,9.6999999999999993,1,0.12,32965,14858,13207,598]
[1772,4488,"Feb",17,11208,1022,2.8,99,13.2,1,0.12,31325,15557,13164,34]
[1773,4488,"Sep",7,3664,1002,4.5999999999999996,86,72.900000000000006,95,0.06,25268,13341,12315,34]
[1774,4497,"Jan",16,32670,2315,4.4000000000000004,70,14.7,0,0.06,36026,17384,14280,417]
[1775,4503,"Dec",2,3380,2402,9.1,8,7.8,0,0.04,45694,26728,14776,898]
[1776,4522,"Dec",1,105,105,4.3,72,7.5,0,0.06,30477,12280,14388,39]
[1777,4522,"Dec",17,23711,1796,4.3,72,13.5,0,7.0000000000000007E-2,36551,18910,14129,10]
[1778,4524,"Nov",4,2497,966,5,51,13.5,0,0.16,35217,19055,12289,825]
[1779,4529,"Dec",14,12248,1104,3.6,89,8.3000000000000007,0,0.01,38090,19821,15195,12]
[1780,4529,"Dec",17,15826,988,3.6,89,10.5,1,0.01,38069,19709,15281,42]
[1781,4529,"Sep",10,5109,717,4.5999999999999996,84,57.4,46,0.08,22545,10310,12128,449]
[1782,4529,"Sep",1,68,68,4.5999999999999996,84,60.8,71,0.09,20518,7521,11971,1378]
[1783,4529,"Sep",16,11836,832,4.5999999999999996,84,61.2,79,0.08,22790,10892,12026,69]
[1784,4537,"Ag2",8,10785,1651,2.8,89,66.099999999999994,45,0.17,26548,15054,10540,545]
[1785,4537,"Ag2",16,16668,1521,2.8,89,63.2,24,0.14000000000000001,24404,12960,11076,305]
[1786,4537,"Ag2",3,4264,1705,2.8,89,65.400000000000006,53,0.1,25339,11411,11715,1639]
[1787,4537,"Ag2",10,7853,1278,2.8,89,64.5,47,0.08,25355,12900,12004,558]
[1788,4537,"Ag2",13,1984,424,2.8,89,66.900000000000006,70,0.02,25077,12656,13105,83]
[1789,4554,"Oct",13,5442,746,3.5,97,60.4,83,0.15,22187,11508,10829,306]
[1790,4554,"Oct",2,1387,1253,3.5,97,50.6,29,0.1,22718,10797,11764,16]
[1791,4554,"Oct",10,4215,500,3.5,97,46.6,9,7.0000000000000007E-2,22796,10059,12238,847]
[1792,4554,"Oct",5,1502,329,3.5,97,48.1,26,7.0000000000000007E-2,22074,9640,12240,610]
[1793,4573,"Sep",5,937,210,6.6,10,69.900000000000006,95,0.17,22352,12603,10530,188]
[1794,4576,"Ag1",2,452,276,3.6,77,75.3,97,0.13,26126,15582,11272,139]
[1795,4576,"Ag1",5,4245,916,3.6,77,76.400000000000006,99,0.08,27615,15606,12112,153]
[1796,4609,"Sep",2,356,356,4.5999999999999996,84,63.7,45,0.1,24394,13571,11793,194]
[1797,4617,"Ag2",1,499,499,2.8,89,64.099999999999994,32,7.0000000000000007E-2,23272,11043,12191,11]
[1798,4617,"Ag2",15,4015,283,2.8,89,62.7,26,0.06,24256,12281,12386,301]
[1799,4617,"Ag2",14,6672,896,2.8,89,68.2,72,0.09,24481,12862,11970,125]
[1800,4617,"Ag2",16,8807,846,2.8,89,66.599999999999994,64,0.06,24345,12166,12428,178]
[1801,4619,"Ag2",16,9186,838,2.6,97,73.099999999999994,93,0.13,25120,13467,11270,788]
[1802,4619,"Ag2",4,333,84,2.6,97,73.099999999999994,96,0.06,22906,11560,12404,92]
[1803,4624,"Ag2",6,2298,411,2.6,96,66.900000000000006,70,0.09,23492,11398,11877,728]
[1804,4624,"Sep",4,2934,1083,4.2,92,60.6,33,0.13,23638,12505,11242,104]
[1805,4624,"Sep",13,2682,449,4.2,92,66.5,76,0.13,23569,12793,11302,142]
[1806,4624,"Sep",11,8428,985,4.2,92,61.1,45,0.14000000000000001,23054,11948,11129,48]
[1807,4624,"Sep",14,5987,466,4.2,92,63.9,72,0.12,23769,12174,11477,598]
[1808,4633,"Ag2",8,16112,2172,2.7,92,74.900000000000006,96,0.08,26606,13516,11981,35]
[1809,4633,"Ag2",2,277,159,2.7,92,68.400000000000006,72,0.06,26162,14802,12318,3]
[1810,4634,"Oct",1,479,479,3.5,97,49.9,67,7.0000000000000007E-2,21554,8937,12158,394]
[1811,4635,"Jan",16,44767,3192,4.9000000000000004,59,9.9,0,0.15,35782,18245,12767,68]
[1812,4637,"Ag2",13,8133,697,2.9,85,64.900000000000006,51,0.19,25184,15151,10276,51]
[1813,4642,"Jan",18,34374,2171,2.4,99,12.5,0,0.08,34552,14424,13985,733]
[1814,4642,"Jan",18,78980,5205,2.4,99,17.100000000000001,3,0.13,34651,14751,13054,468]
[1815,4642,"Jan",14,34896,2907,2.4,99,8.5,0,0.06,36686,15578,14285,2366]
[1816,4642,"Jan",18,66385,4097,2.4,99,13.4,0,0.05,35208,14840,14613,76]
[1817,4642,"Jan",16,11285,805,2.4,99,11.8,0,0.01,33304,14445,15250,95]
[1818,4642,"Jan",18,19285,1163,2.4,99,10.3,0,0.04,33301,13999,14693,37]
[1819,4642,"Jan",18,59067,3600,2.4,99,11.2,1,0.06,35129,14754,14390,713]
[1820,4642,"Jan",15,9127,1213,2.4,99,23.7,11,0.11,31736,15816,13377,2]
[1821,4644,"Jan",3,902,315,3.6,90,14.3,1,0.05,33082,16604,14550,12]
[1822,4657,"Dec",10,35485,4020,3.3,96,7.8,0,0.02,38471,17494,15056,25]
[1823,4657,"Dec",18,36382,2306,3.3,96,15.4,0,0.03,35665,16488,14961,1]
[1824,4665,"Dec",10,12471,1498,3.4,94,11.2,0,0.04,37758,19278,14705,307]
[1825,4678,"Nov",1,125,125,5.5,33,13.5,0,0.11,34026,17261,13261,947]
[1826,4678,"Dec",4,736,228,4.7,62,16.3,0,0.16,36551,21937,12526,4]
[1827,4689,"Sep",3,524,293,4.5999999999999996,84,66.8,92,0.11,23281,10522,11544,1854]
[1828,4689,"Sep",3,901,423,4.5999999999999996,84,68.8,99,0.1,21455,10457,11806,103]
[1829,4689,"Sep",2,1090,592,4.5999999999999996,84,68.8,99,0.11,22154,10486,11560,112]
[1830,4697,"Ag1",12,14881,1316,3.3,92,75.400000000000006,95,0.06,26997,14274,12386,6]
[1831,4697,"Ag1",16,16145,1049,3.3,92,75.099999999999994,97,0.04,26048,13346,12650,39]
[1832,4697,"Ag1",3,4127,2515,3.3,92,66.7,37,0.14000000000000001,21013,8329,11037,536]
[1833,4697,"Ag1",15,4370,395,3.3,92,70.7,79,0.05,24536,12621,12506,117]
[1834,4704,"Jan",1,322,322,4.3,73,7.1,0,0.02,32825,15169,15113,0]
[1835,4706,"Jan",16,52584,3441,4.0999999999999996,77,11.8,0,0.1,36827,16994,13551,1092]
[1836,4728,"Jan",14,33107,2508,3.7,86,14.7,0,0.02,35649,16154,15090,76]
[1837,4734,"Dec",2,0,0,9.4,5,7.8,0,0.15,45694,30516,12677,898]
[1838,4736,"Ag1",16,3111,366,3.6,77,69.5,71,0.1,24961,13860,11779,124]
[1839,4736,"Ag1",3,1385,682,3.6,77,76.3,95,0.09,25652,13774,11926,426]
[1840,4736,"Ag1",16,12495,989,3.6,77,76.2,96,7.0000000000000007E-2,26190,14177,12162,66]
[1841,4736,"Ag1",1,18,18,3.6,77,74.5,89,0.09,17475,5831,11966,619]
[1842,4736,"Ag1",13,430,126,3.6,77,74.5,89,0.09,26533,14894,11948,659]
[1843,4736,"Ag2",16,25357,1765,3.1,80,80,100,0.14000000000000001,25632,13420,11163,442]
[1844,4736,"Ag2",16,12210,972,3.1,80,77.3,99,0.04,26100,13586,12654,76]
[1845,4736,"Ag2",11,11737,1393,3.1,80,76.400000000000006,100,0.06,26999,13750,12446,623]
[1846,4736,"Ag2",16,5035,442,3.1,80,75.900000000000006,99,0.02,25068,12390,13037,305]
[1847,4736,"Ag2",16,24231,1634,3.1,80,71.7,96,0.1,24541,12000,11813,193]
[1848,4736,"Ag2",16,5876,518,3.1,80,77.099999999999994,100,0.06,24551,12617,12368,178]
[1849,4736,"Sep",10,8103,953,5,63,72.599999999999994,100,0.12,23586,12179,11420,31]
[1850,4741,"Ag1",16,15887,1018,4,59,78.3,100,0.13,25960,14749,11191,23]
[1851,4741,"Ag1",14,9160,1014,4,59,74.8,87,0.15,25391,14870,10860,42]
[1852,4741,"Ag1",1,119,119,4,59,74.8,87,0.12,25131,13984,11395,260]
[1853,4741,"Ag1",15,21097,1675,4,59,68.099999999999994,51,0.17,25706,14622,10648,28]
[1854,4741,"Ag2",5,1697,712,3.1,76,67.7,68,0.14000000000000001,21161,10687,11092,223]
[1855,4742,"Dec",8,13102,2114,5.7,37,11.2,0,0.06,38609,20217,14312,248]
[1856,4742,"Dec",18,31539,2480,5.7,37,15.7,0,0.1,35648,18069,13585,49]
[1857,4742,"Dec",16,13740,1165,5.7,37,15.2,0,0.09,36375,19379,13717,411]
[1858,4766,"Oct",6,1498,501,4.5999999999999996,65,56,50,0.25,22892,14413,9222,7]
[1859,4766,"Oct",1,29,29,4.5999999999999996,65,56,50,0.24,20675,10108,9443,1509]
[1860,4769,"Sep",10,12668,1743,4.5999999999999996,84,60.5,70,0.14000000000000001,22615,10941,11152,107]
[1861,4769,"Sep",16,9010,994,4.5999999999999996,84,58.9,49,0.11,22385,10839,11638,282]
[1862,4777,"Ag1",16,17135,1412,3.3,92,72.5,79,0.1,24751,12980,11673,23]
[1863,4787,"Oct",7,2075,366,3.5,96,58.4,79,0.2,23677,14111,10114,54]
[1864,4794,"Oct",1,546,546,3.5,97,57.9,70,0.11,20646,8643,11561,310]
[1865,4796,"Feb",16,5695,506,4.7,67,6.6,0,0.02,35211,17739,15068,237]
[1866,4802,"Nov",6,5262,1381,2.8,100,16.899999999999999,0,7.0000000000000007E-2,34886,17144,13913,804]
[1867,4809,"Jan",18,60950,3717,2.2999999999999998,100,10.9,0,0.03,35150,14659,14956,159]
[1868,4809,"Jan",18,68186,4059,2.2999999999999998,100,14.3,0,0.03,35564,14808,14955,23]
[1869,4811,"Dec",12,33607,3258,3.8,82,7.8,0,0.03,38265,18128,14816,164]
[1870,4811,"Dec",18,18228,1313,3.8,82,15.4,0,0.04,35665,17261,14754,445]
[1871,4813,"Ag1",16,6318,855,3.4,85,77,97,0.1,25555,14240,11759,158]
[1872,4813,"Ag2",8,4307,1153,3.4,58,77.3,99,0.03,27528,14204,12836,889]
[1873,4813,"Ag2",8,2412,642,3.4,58,75.900000000000006,99,0.04,25746,13392,12733,222]
[1874,4813,"Ag2",10,14313,1543,3.4,58,71.7,96,0.12,25102,12883,11466,154]
[1875,4813,"Ag2",16,14783,954,3.4,58,77.099999999999994,100,0.13,24551,13398,11198,9]
[1876,4825,"Jan",7,1322,264,7.1,22,11.8,0,7.0000000000000007E-2,36059,19815,14246,4]
[1877,4842,"Ag2",16,11421,921,3.1,77,69.2,86,0.22,24393,14449,9814,396]
[1878,4852,"Oct",15,2961,485,3.8,91,52,25,0.22,22724,13441,9825,119]
[1879,4860,"Jan",10,36221,4276,3.6,89,12.8,0,7.0000000000000007E-2,35486,15560,14229,12]
[1880,4860,"Jan",18,68148,3962,3.6,89,11.8,0,7.0000000000000007E-2,36117,15682,14125,532]
[1881,4864,"Ag2",8,7990,1268,2.6,96,74.900000000000006,96,0.04,26606,13722,12728,97]
[1882,4864,"Ag2",5,1252,310,2.6,96,68.400000000000006,72,7.0000000000000007E-2,23738,11186,12292,809]
[1883,4865,"Jan",6,3903,864,3.9,85,16.100000000000001,3,0.12,32987,17276,13211,67]
[1884,4866,"Jan",7,8323,1440,4.0999999999999996,77,9.9,0,7.0000000000000007E-2,35926,18238,14194,278]
[1885,4873,"Jan",15,11058,1246,3.7,87,12.5,0,0.05,35145,16288,14532,87]
[1886,4873,"Jan",17,25711,1618,3.7,87,17.100000000000001,3,0.03,35163,16597,14852,300]
[1887,4873,"Jan",18,62506,3836,3.7,87,8.5,0,7.0000000000000007E-2,36524,16798,14263,0]
[1888,4873,"Jan",18,42304,3011,3.7,87,13.4,0,0.03,35208,15931,14904,32]
[1889,4873,"Jan",12,1992,405,3.7,87,11.8,0,0.03,33348,15505,14853,17]
[1890,4873,"Jan",18,37765,2379,3.7,87,11.2,1,0.03,35129,15888,14927,225]
[1891,4873,"Jan",3,363,225,3.7,87,10.4,0,0.05,33330,16692,14509,102]
[1892,4873,"Feb",18,42592,2876,3.4,90,6.6,0,0.04,34304,15142,14755,43]
[1893,4873,"Feb",16,9291,660,3.4,90,9.6999999999999993,1,0.05,33830,15754,14409,1275]
[1894,4879,"Oct",8,1682,267,3.6,95,56.1,51,0.2,22004,12276,10151,75]
[1895,4882,"Jan",18,11697,789,2.4,99,14.5,1,7.0000000000000007E-2,32287,13967,14130,40]
[1896,4882,"Jan",18,63726,3722,2.4,99,14.7,0,0.06,35343,15344,14357,111]
[1897,4882,"Jan",15,2245,154,2.4,99,22.9,7,0.08,33108,17064,14080,18]
[1898,4888,"Dec",17,56007,3513,3.2,97,7.8,0,0.06,39929,19151,14404,972]
[1899,4888,"Dec",19,52071,3569,3.2,97,15.4,0,0.11,35054,16580,13460,2]
[1900,4909,"Nov",13,11911,1223,5,53,13.5,0,0.09,36308,19714,13479,52]
[1901,4914,"Dec",18,36316,2274,4.2,76,8.3000000000000007,0,0.06,37704,19127,14327,40]
[1902,4914,"Dec",17,9230,749,4.2,76,10.5,1,0.02,38069,19577,15159,684]
[1903,4929,"Ag2",16,25812,1634,3.3,63,70.7,96,0.18,24428,13304,10438,51]
[1904,4929,"Sep",16,12334,1157,4.5999999999999996,84,58.8,14,0.13,23100,11765,11295,207]
[1905,4929,"Sep",8,1988,640,4.5999999999999996,84,61.3,41,0.04,23456,11466,12648,6]
[1906,4929,"Sep",16,6664,563,4.5999999999999996,84,63.5,61,0.04,23239,11058,12694,8]
[1907,4929,"Sep",14,9504,845,4.5999999999999996,84,64.599999999999994,63,0.06,23353,11182,12396,4]
[1908,4929,"Sep",8,2017,315,4.5999999999999996,84,66.2,80,0.03,23108,10822,12806,58]
[1909,4929,"Sep",16,4652,632,4.5999999999999996,84,63.2,70,7.0000000000000007E-2,22850,10683,12284,529]
[1910,4929,"Sep",7,1547,244,4.5999999999999996,84,58.3,43,0.09,22439,10609,11854,454]
[1911,4929,"Sep",4,5476,1646,4.5999999999999996,84,52.4,17,0.13,22752,11091,11220,18]
[1912,4929,"Sep",3,757,355,4.5999999999999996,84,50.9,8,7.0000000000000007E-2,23137,11681,12149,0]
[1913,4937,"Ag1",8,3810,627,3.3,92,68.599999999999994,66,0.06,26428,13336,12429,1155]
[1914,4937,"Ag1",15,3037,500,3.3,92,67.099999999999994,50,0.06,24805,12987,12321,294]
[1915,4937,"Ag1",11,5569,728,3.3,92,72.3,79,0.09,25922,13726,11970,702]
[1916,4937,"Ag2",6,946,268,2.8,89,64.8,45,7.0000000000000007E-2,23338,11938,12154,168]
[1917,4954,"Oct",4,5523,2039,3.5,97,50.9,9,0.18,22006,10238,10437,280]
[1918,4954,"Oct",16,10778,790,3.5,97,50.8,12,0.18,22644,11835,10456,535]
[1919,4954,"Oct",3,2294,776,3.5,97,52.5,58,0.11,23244,9528,11586,2141]
[1920,4954,"Oct",14,1318,98,3.5,97,56.6,83,0.11,22836,10810,11544,1221]
[1921,4954,"Oct",16,23957,1573,3.5,97,46.1,24,0.11,23882,11512,11573,155]
[1922,4954,"Oct",16,11925,946,3.5,97,47.6,36,0.09,23972,11952,11819,311]
[1923,4954,"Oct",16,10026,636,3.5,97,47.3,32,0.09,23596,11962,11845,19]
[1924,4954,"Oct",13,4,0,3.5,97,50,61,0.1,23524,11992,11801,605]
[1925,4954,"Oct",12,11498,1031,3.5,97,52.1,82,0.09,23212,10900,11942,179]
[1926,4954,"Oct",16,17001,1220,3.5,97,52.2,87,0.09,23296,11155,11866,69]
[1927,4954,"Oct",16,421,33,3.5,97,52.6,95,0.1,23394,11487,11677,1059]
[1928,4963,"Jan",18,67243,4590,3.1,97,10.9,0,0.11,35150,15667,13507,250]
[1929,4963,"Jan",18,48768,2824,3.1,97,14.3,0,0.02,35564,15710,15111,43]
[1930,4965,"Dec",1,0,0,5.5,42,7.8,0,0.05,46257,30025,14589,40]
[1931,4972,"Ag1",3,2316,1025,3.6,75,78.3,100,0.03,26280,13473,12965,7]
[1932,4972,"Ag2",8,6947,1207,3.1,84,74.8,97,7.0000000000000007E-2,25486,13255,12206,97]
[1933,4977,"Ag2",7,2186,337,3.1,82,78.7,99,0.09,26825,15510,11931,45]
[1934,4977,"Ag2",10,15040,1618,3.1,82,79.099999999999994,100,0.12,27678,15491,11471,105]
[1935,5009,"Sep",11,17060,1603,4.5999999999999996,84,63.9,72,0.13,23768,11094,11202,759]
[1936,5009,"Sep",16,13472,1026,4.5999999999999996,84,61.9,64,0.14000000000000001,22813,10774,11135,1000]
[1937,5009,"Sep",16,13888,1342,4.5999999999999996,84,63.2,75,0.13,23023,11632,11268,191]
[1938,5009,"Sep",6,291,59,4.5999999999999996,84,58.1,45,0.06,22835,11244,12346,230]
[1939,5017,"Ag1",5,2372,582,3.3,92,66.900000000000006,46,0.05,25362,13375,12504,113]
[1940,5017,"Ag1",16,8889,686,3.3,92,71.5,87,0.04,25332,12789,12707,277]
[1941,5017,"Ag1",6,2342,521,3.3,92,68.5,61,0.03,25879,13270,12839,439]
[1942,5017,"Ag1",15,8776,768,3.3,92,65.3,36,0.06,25039,12672,12438,342]
[1943,5017,"Ag2",16,10104,830,2.8,89,70.900000000000006,86,0.09,25144,13295,11920,277]
[1944,5017,"Ag2",16,18887,1439,2.8,89,73.5,95,0.09,25023,12912,11902,6]
[1945,5017,"Ag2",1,85,85,2.8,89,66.8,61,0.08,24056,12403,12018,23]
[1946,5017,"Ag2",16,20892,1551,2.8,89,67.5,80,0.11,24150,11888,11653,281]
[1947,5020,"Jan",12,19620,1939,3.6,89,9.9,0,0.02,34768,15986,15043,60]
[1948,5034,"Oct",16,18293,1383,3.5,97,40.200000000000003,1,0.09,24455,12019,11932,217]
[1949,5034,"Oct",16,27793,2224,3.5,97,37.4,4,0.11,25642,12605,11533,622]
[1950,5034,"Oct",16,27845,1887,3.5,97,42.4,16,0.13,25166,12678,11292,311]
[1951,5040,"Jan",9,6430,1013,4.3,75,14.3,0,0.08,35480,18750,13948,14]
[1952,5042,"Dec",1,0,0,3.5,91,7.8,0,0.06,46257,29521,14274,859]
[1953,5042,"Dec",9,13719,1956,3.5,91,15.4,0,0.06,36139,18064,14283,65]
[1954,5056,"Jan",18,42763,3185,3.4,95,11.8,0,0.04,35471,16178,14677,250]
[1955,5056,"Jan",1,18,18,3.4,95,19.899999999999999,1,0.05,30919,13504,14589,0]
[1956,5089,"Jan",2,664,336,3.6,91,10.6,0,0.1,32402,15542,13592,819]
[1957,5089,"Jan",18,30454,2223,3.6,91,7.1,0,7.0000000000000007E-2,35573,17701,14166,23]
[1958,5089,"Ag2",4,1568,638,3.3,63,73.400000000000006,96,0.06,24840,13085,12309,32]
[1959,5089,"Sep",4,602,248,4.5999999999999996,84,70.2,92,7.0000000000000007E-2,21123,10029,12177,9]
[1960,5089,"Sep",5,824,319,4.5999999999999996,84,70.2,92,7.0000000000000007E-2,24713,13158,12197,5]
[1961,5089,"Sep",16,12704,919,4.5999999999999996,84,69.3,93,0.11,23487,11849,11500,281]
[1962,5089,"Sep",9,2493,327,4.5999999999999996,84,67.2,84,0.08,23102,11641,12109,5]
[1963,5089,"Sep",2,134,88,4.5999999999999996,84,67.2,84,0.06,24428,13366,12330,6]
[1964,5099,"Ag1",9,8805,1121,3.5,81,72.7,87,0.16,26667,15889,10730,7]
[1965,5104,"Jan",5,2725,595,4.3,73,17.100000000000001,3,0.03,37211,19989,14918,23]
[1966,5104,"Jan",16,6606,843,4.3,73,13.5,0,0.11,33332,17255,13524,338]
[1967,5104,"Jan",17,18828,1600,4.3,73,8.5,0,0.03,37039,18665,14929,435]
[1968,5104,"Feb",6,5957,1710,5.2,57,9.6999999999999993,1,0.11,33484,17061,13400,7]
[1969,5104,"Ag2",16,16056,1045,2.6,96,73.599999999999994,96,7.0000000000000007E-2,25550,13332,12187,6]
[1970,5104,"Ag2",16,1988,138,2.6,96,72.5,92,0.01,25118,12743,13134,96]
[1971,5113,"Jan",18,40185,2401,3.7,87,14.7,0,7.0000000000000007E-2,35343,16725,14106,289]
[1972,5114,"Oct",12,4597,433,3.5,97,53.1,55,0.08,22626,10874,11982,154]
[1973,5115,"Ag2",2,338,205,2.8,91,69.599999999999994,82,0.12,18646,8100,11468,76]
[1974,5121,"Oct",6,2622,443,4.7,61,41.4,7,0.16,25623,15332,10794,60]
[1975,5121,"Ag1",8,958,256,3.9,65,76.2,96,0.04,27729,15616,12713,248]
[1976,5127,"Dec",1,8,8,5.0999999999999996,47,15.2,0,0.06,33079,16155,14396,107]
[1977,5131,"Ag2",5,9935,2278,3.4,61,79.099999999999994,100,0.14000000000000001,27245,14655,11005,653]
[1978,5131,"Ag2",3,46,16,3.4,61,71.599999999999994,86,7.0000000000000007E-2,20131,9009,12255,85]
[1979,5132,"Ag1",7,7010,1450,3.6,75,75.5,91,0.09,26943,15057,11883,8]
[1980,5132,"Ag1",1,147,147,3.6,75,68.900000000000006,61,0.05,24899,12752,12505,122]
[1981,5133,"Jan",18,41681,2421,4.5,67,11.8,0,0.08,35471,17077,14078,9]
[1982,5136,"Sep",1,57,57,5,63,73.7,99,0.11,18353,7628,11608,5]
[1983,5136,"Sep",9,603,248,5,63,73.7,99,0.11,25054,13979,11597,253]
[1984,5145,"Dec",11,13494,1386,3.4,94,10.5,1,0.01,37569,18527,15253,326]
[1985,5145,"Dec",6,468,82,3.4,94,14,1,0.06,37336,21046,14264,12]
[1986,5165,"Ag2",1,456,456,2.6,95,72.099999999999994,97,0.11,23784,12240,11538,23]
[1987,5165,"Ag2",15,12923,1091,2.6,95,71.3,95,0.14000000000000001,24598,13404,11046,298]
[1988,5177,"Ag1",16,16004,1319,3.3,92,66.900000000000006,39,0.12,24852,13012,11366,470]
[1989,5177,"Ag2",16,33816,2546,2.8,89,71.7,86,0.1,25086,12238,11692,22]
[1990,5177,"Ag2",16,22330,1550,2.8,89,72.7,91,0.11,24696,12694,11579,6]
[1991,5177,"Ag2",2,545,500,2.8,89,63.4,38,0.06,23812,11460,12446,222]
[1992,5181,"Jan",8,10952,1514,4.2,76,17.100000000000001,3,0.1,35254,18161,13666,16]
[1993,5187,"Nov",3,5489,2270,3.4,92,16.899999999999999,0,0.08,31104,12841,13695,38]
[1994,5194,"Oct",4,440,119,3.5,97,50.2,18,0.05,24272,12772,12505,6]
[1995,5194,"Oct",16,2840,545,3.5,97,52.2,49,0.03,23403,11264,12804,13]
[1996,5194,"Oct",16,11013,830,3.5,97,51.5,64,0.13,22935,11204,11234,665]
[1997,5194,"Oct",9,6849,1053,3.5,97,50.1,62,0.1,22769,10800,11717,284]
[1998,5194,"Jan",15,4953,362,5.7,38,10.9,0,0.01,36317,18415,15232,542]
[1999,5194,"Jan",14,4856,372,5.7,38,14.3,0,0.01,36537,18312,15232,827]
[2000,5196,"Dec",15,30872,2225,4.5999999999999996,66,7.8,0,0.04,40038,20062,14718,1052]
[2001,5196,"Dec",17,25323,1998,4.5999999999999996,66,15.4,0,0.06,36202,18249,14355,1]
[2002,5198,"Ag2",5,786,170,2.7,94,76.400000000000006,100,0.08,27628,16109,12063,161]
[2003,5198,"Sep",16,11366,998,4,95,69,83,0.11,24068,12655,11531,109]
[2004,5198,"Sep",9,4763,660,4,95,69.3,89,0.1,23763,11962,11803,283]
[2005,5198,"Sep",15,10504,1045,4,95,65.400000000000006,71,0.09,24096,12374,11953,5]
[2006,5204,"Dec",16,43147,2972,3.4,95,11.2,0,0.11,37423,18804,13363,318]
[2007,5204,"Dec",18,40437,2744,3.4,95,15.7,0,0.13,35648,18014,13145,49]
[2008,5204,"Dec",18,26342,1712,3.4,95,15.2,0,0.13,35379,18188,13056,478]
[2009,5212,"Ag1",6,5430,1107,3.6,75,80.2,100,0.06,26351,13460,12417,399]
[2010,5213,"Oct",5,3983,988,5.7,24,47.5,39,0.15,24359,13520,10946,51]
[2011,5213,"Oct",16,13454,1222,5.7,24,48.7,46,0.14000000000000001,23855,12692,11062,117]
[2012,5215,"Dec",15,35622,2748,5.7,38,7.5,0,7.0000000000000007E-2,38816,20119,14151,24]
[2013,5215,"Dec",17,20239,1369,5.7,38,13.5,0,0.04,36551,18624,14629,1]
[2014,5216,"Ag2",16,15991,1363,3.1,80,72.400000000000006,92,0.11,25243,13531,11498,193]
[2015,5217,"Nov",15,52354,3834,4.2,78,10.5,0,0.08,37892,18624,13672,34]
[2016,5217,"Nov",18,48651,2927,4.2,78,13.5,0,0.08,36476,17627,13666,357]
[2017,5222,"Dec",17,43396,3009,5.7,37,8.3000000000000007,0,0.11,37671,19384,13477,52]
[2018,5222,"Dec",19,60297,3684,5.7,37,10.5,1,0.13,36968,18372,13086,66]
[2019,5257,"Ag2",5,5922,1399,2.8,89,68.3,70,7.0000000000000007E-2,25434,12944,12169,191]
[2020,5257,"Ag2",7,128,58,2.8,89,65.7,47,0.09,22144,11240,11932,17]
[2021,5257,"Ag2",15,8200,836,2.8,89,60.7,18,7.0000000000000007E-2,23961,12086,12196,111]
[2022,5257,"Ag2",8,3178,623,2.8,89,62.3,29,0.08,24500,12936,12047,88]
[2023,5257,"Ag2",15,3074,351,2.8,89,63.7,47,0.05,23663,11724,12619,127]
[2024,5257,"Ag2",10,950,229,2.8,89,68.5,83,0.04,24792,12374,12678,538]
[2025,5259,"Ag2",8,5980,1012,2.6,97,70,82,0.09,26106,12844,11973,1481]
[2026,5260,"Jan",16,7710,568,3.6,89,14.3,1,0.06,33028,16273,14445,26]
[2027,5264,"Nov",8,2494,671,4.5,71,15.7,0,0.13,33708,18230,12909,291]
[2028,5264,"Nov",12,9802,994,4.5,71,12.3,0,0.17,33851,17833,12166,117]
[2029,5264,"Nov",17,11630,808,4.5,71,10.199999999999999,0,0.12,36744,18934,13056,527]
[2030,5264,"Nov",17,15239,1518,4.5,71,16.899999999999999,0,0.09,34349,17581,13508,324]
[2031,5266,"Ag2",13,10974,1201,2.5,100,75.900000000000006,100,0.09,26440,14303,11839,373]
[2032,5266,"Ag2",11,11664,1284,2.5,100,73.599999999999994,99,0.12,25855,14112,11448,123]
[2033,5273,"Dec",15,26484,2451,3.7,86,15.4,0,0.06,36327,18104,14299,12]
[2034,5273,"Ag2",5,3644,918,2.7,92,64.5,39,0.06,24985,12821,12433,56]
[2035,5274,"Oct",7,4774,1020,3.5,97,55.1,71,0.09,22529,10493,11908,306]
[2036,5274,"Oct",5,450,130,3.5,97,48.7,33,7.0000000000000007E-2,24622,13316,12275,3]
[2037,5274,"Oct",15,8522,637,3.5,97,45,13,0.05,23531,11088,12489,243]
[2038,5274,"Oct",16,4309,340,3.5,97,52.2,68,0.09,23057,10973,11916,755]
[2039,5274,"Oct",16,11986,1221,3.5,97,57.3,93,0.1,23194,11050,11760,490]
[2040,5274,"Oct",16,9945,919,3.5,97,57.9,96,0.1,22637,11055,11802,14]
[2041,5274,"Oct",16,3095,493,3.5,97,57.8,96,0.08,22775,10962,12080,396]
[2042,5274,"Oct",2,670,384,3.5,97,55.2,93,0.09,20882,9299,11806,1]
[2043,5274,"Oct",16,12540,872,3.5,97,51.8,79,7.0000000000000007E-2,23618,11428,12193,69]
[2044,5274,"Oct",10,2336,468,3.5,97,54.4,95,0.06,22404,10418,12446,76]
[2045,5275,"Ag1",11,3686,447,3.3,89,74.5,89,0.08,25024,13404,12055,177]
[2046,5275,"Ag2",4,6807,1973,2.8,91,80,100,0.09,26351,13586,11970,71]
[2047,5275,"Ag2",16,9840,997,2.8,91,77.3,99,0.06,26100,13541,12343,580]
[2048,5275,"Ag2",15,10122,953,2.8,91,75.599999999999994,100,0.03,25891,13171,12939,86]
[2049,5275,"Ag2",15,10209,857,2.8,91,68.400000000000006,74,0.1,24403,13030,11666,6]
[2050,5275,"Ag2",14,13800,1290,2.8,91,77.099999999999994,100,7.0000000000000007E-2,25327,13001,12194,99]
[2051,5275,"Ag2",4,5494,1731,2.8,91,73.099999999999994,99,0.15,23829,10275,10885,1938]
[2052,5276,"Ag1",16,6534,776,3.4,87,60.7,7,0.2,23173,13482,10177,103]
[2053,5281,"Dec",15,6616,596,3.5,92,14.4,0,0.08,35739,19193,14065,30]
[2054,5281,"Dec",18,32295,1919,3.5,92,11.2,0,0.06,37686,19379,14277,43]
[2055,5281,"Dec",18,14342,896,3.5,92,15.7,0,0.11,35648,18679,13325,654]
[2056,5281,"Dec",18,25737,1596,3.5,92,15.2,0,0.11,35379,18338,13408,9]
[2057,5292,"Dec",2,1759,1286,4.9000000000000004,54,7.5,0,0.03,33020,13969,14963,168]
[2058,5292,"Dec",16,10910,969,4.9000000000000004,54,13.5,0,0.03,36755,19063,14871,26]
[2059,5294,"Nov",14,11503,991,6.8,20,10.5,0,0.01,37588,19544,15084,33]
[2060,5294,"Nov",16,13526,1090,6.8,20,13.5,0,0.03,37488,19918,14717,62]
[2061,5329,"Sep",16,16222,1143,4.5999999999999996,84,68.7,92,0.13,23643,12197,11317,53]
[2062,5329,"Sep",13,21974,1833,4.5999999999999996,84,71.599999999999994,99,0.16,23898,12233,10824,25]
[2063,5330,"Oct",6,2509,535,3.9,90,57.8,89,0.17,23924,13042,10643,820]
[2064,5337,"Ag1",3,3326,1244,3.3,92,76.7,97,0.04,26264,11487,12754,1851]
[2065,5337,"Ag1",7,2969,602,3.3,92,68,61,0.04,26517,14201,12652,246]
[2066,5337,"Ag1",15,6335,599,3.3,92,73.900000000000006,87,0.04,26072,13128,12673,847]
[2067,5337,"Ag1",12,338,78,3.3,92,68.2,61,0.02,24981,12917,12970,80]
[2068,5354,"Oct",8,1027,334,3.5,97,48.5,12,0.15,23305,12821,10948,298]
[2069,5354,"Oct",15,430,276,3.5,97,48.1,26,0.08,23657,11808,12083,596]
[2070,5355,"Ag2",11,3818,383,2.8,91,70.8,89,0.11,25440,14413,11539,29]
[2071,5356,"Ag1",7,4088,858,3.4,87,75,96,0.15,24004,13432,10875,186]
[2072,5356,"Ag1",3,214,164,3.4,87,75,96,0.12,26355,12923,11388,2909]
[2073,5356,"Ag1",1,659,659,3.4,87,79.7,99,7.0000000000000007E-2,25832,13341,12287,172]
[2074,5356,"Ag1",15,12362,966,3.4,87,73.599999999999994,84,0.06,26234,13925,12385,99]
[2075,5364,"Jan",18,51914,3518,3.6,90,11.8,0,0.05,35471,16023,14490,84]
[2076,5369,"Dec",15,38958,4148,3.1,99,7.5,0,0.08,37722,18749,13911,180]
[2077,5369,"Dec",18,33576,2141,3.1,99,13.5,0,0.06,36011,17524,14386,43]
[2078,5372,"Ag2",8,2733,373,3.1,84,73.2,100,0.04,24903,12714,12731,55]
[2079,5372,"Ag2",16,24170,1749,3.1,84,78.099999999999994,100,0.09,24992,12220,11959,281]
[2080,5376,"Dec",17,67162,5064,3.9,80,8.3000000000000007,0,0.17,37671,19186,12304,26]
[2081,5376,"Dec",19,44108,2640,3.9,80,10.5,1,0.12,36968,18474,13275,626]
[2082,5376,"Ag2",9,9143,1110,3.1,80,74.3,97,0.1,26502,13599,11695,1104]
[2083,5376,"Ag2",6,4563,843,3.1,80,75.5,97,7.0000000000000007E-2,26688,13069,12284,1593]
[2084,5424,"Ag2",9,7038,905,2.6,96,68.900000000000006,75,0.13,25700,14484,11220,126]
[2085,5424,"Ag2",9,4550,544,2.6,96,68.099999999999994,71,0.12,25327,13774,11405,557]
[2086,5424,"Ag2",13,11972,1083,2.6,96,69,87,0.08,25509,13239,12120,149]
[2087,5425,"Jan",13,47634,4129,3.9,85,10.9,0,0.11,35090,15631,13483,311]
[2088,5425,"Jan",18,59588,3664,3.9,85,14.3,0,0.06,35564,15801,14304,159]
[2089,5427,"Dec",11,30183,3314,4.0999999999999996,78,7.8,0,0.04,38292,18328,14716,153]
[2090,5427,"Dec",17,33004,2046,4.0999999999999996,78,15.4,0,0.06,36202,17726,14403,25]
[2091,5433,"Ag2",16,3998,296,2.7,92,67.3,63,0.13,24033,12979,11304,478]
[2092,5434,"Oct",9,6985,1022,3.5,97,51.3,36,0.14000000000000001,22781,11587,11040,170]
[2093,5439,"Ag2",9,1214,153,2.6,99,79.099999999999994,100,0.01,27687,15202,13222,40]
[2094,5441,"Jan",18,21441,1380,3.3,96,11.8,0,0.01,35471,17059,15221,9]
[2095,5448,"Nov",18,44355,3054,3.4,90,10.5,0,0.05,37538,18327,14321,302]
[2096,5448,"Nov",18,48946,3012,3.4,90,13.5,0,7.0000000000000007E-2,36476,17684,13900,49]
[2097,5452,"Ag1",16,25107,1770,3.6,75,78.7,97,0.1,25911,13555,11700,83]
[2098,5452,"Ag1",16,21586,1482,3.6,75,76.2,97,0.13,25964,13773,11218,620]
[2099,5452,"Ag1",6,550,156,3.6,75,70.900000000000006,83,0.12,22361,11948,11438,19]
[2100,5453,"Dec",17,34030,2155,4.7,61,8.3000000000000007,0,0.01,38265,18892,15230,34]
[2101,5453,"Dec",18,41012,2561,4.7,61,10.5,1,0.02,37621,17971,15141,37]
[2102,5489,"Jan",15,9498,696,3.6,91,12.5,0,0.13,35145,17098,13067,845]
[2103,5489,"Jan",18,38006,2599,3.6,91,17.100000000000001,3,0.13,34651,16932,13148,468]
[2104,5489,"Sep",4,4377,1283,4.5999999999999996,84,72.900000000000006,95,0.06,25040,11516,12393,982]
[2105,5492,"Ag2",14,21336,1721,3.1,81,72.3,91,0.2,26032,14479,10122,859]
[2106,5497,"Ag1",15,7342,717,3.3,92,71,76,0.06,25435,13586,12348,10]
[2107,5497,"Ag1",16,2126,594,3.3,92,69.400000000000006,72,0.1,24500,13034,11811,518]
[2108,5497,"Ag2",12,17962,1613,2.8,89,71.2,91,0.14000000000000001,25849,13518,11047,670]
[2109,5497,"Ag2",15,6348,594,2.8,89,69,71,0.09,25050,13248,11851,541]
[2110,5497,"Ag2",16,15219,1416,2.8,89,72.8,92,0.1,24628,12743,11799,115]
[2111,5497,"Ag2",5,1597,387,2.8,89,72.8,99,0.1,21749,10777,11739,93]
[2112,5504,"Dec",7,18175,3512,4.9000000000000004,57,7.8,0,0.03,38581,18664,14902,17]
[2113,5504,"Dec",18,28903,1710,4.9000000000000004,57,15.4,0,0.04,35665,17092,14774,1]
[2114,5504,"Ag2",1,601,601,2.6,96,74.400000000000006,99,0.08,24564,12183,12131,122]
[2115,5504,"Ag2",16,6313,789,2.6,96,64.5,39,0.06,24075,12203,12390,66]
[2116,5506,"Ag2",12,4401,415,2.5,100,77.3,99,0.05,27424,14653,12524,763]
[2117,5513,"Ag2",7,6745,1103,2.7,92,73.099999999999994,95,0.06,25241,12824,12387,39]
[2118,5514,"Oct",3,4649,2099,3.5,97,61.8,89,0.18,20822,8855,10454,305]
[2119,5514,"Oct",16,19571,1653,3.5,97,56.1,51,0.19,22398,11737,10275,19]
[2120,5514,"Oct",16,13334,1319,3.5,97,45.7,0,0.14000000000000001,23044,11168,11018,880]
[2121,5514,"Oct",16,3597,336,3.5,97,49.1,11,0.08,23580,12078,12122,11]
[2122,5514,"Oct",16,7222,703,3.5,97,54,39,0.06,22942,10919,12358,69]
[2123,5514,"Oct",16,9616,808,3.5,97,56,59,0.08,22939,10784,12014,396]
[2124,5514,"Oct",2,523,262,3.5,97,53,45,0.09,24360,13310,11971,38]
[2125,5514,"Oct",8,4528,642,3.5,97,56.2,89,0.08,22111,10353,12008,6]
[2126,5514,"Oct",16,6984,784,3.5,97,53.1,79,0.06,22790,10816,12375,19]
[2127,5514,"Oct",16,12540,1038,3.5,97,44.9,17,0.04,23907,11245,12692,43]
[2128,5514,"Oct",16,2911,430,3.5,97,48.4,41,0.05,23945,11512,12622,485]
[2129,5514,"Oct",1,522,522,3.5,97,50.2,72,0.08,21492,8875,12078,432]
[2130,5514,"Oct",7,3023,475,3.5,97,47.3,59,0.06,23830,11850,12342,66]
[2131,5516,"Ag1",9,18045,2127,3.4,87,78.5,96,0.1,27473,14498,11731,176]
[2132,5516,"Ag1",16,17474,1140,3.4,87,81.7,100,0.1,26617,14565,11790,166]
[2133,5516,"Ag1",15,1304,124,3.4,87,75.099999999999994,95,0.08,25915,14659,12123,46]
[2134,5516,"Ag2",14,3911,456,4.0999999999999996,29,79.099999999999994,100,0.06,27123,15389,12376,30]
[2135,5523,"Dec",15,28748,2183,3,100,9.3000000000000007,0,7.0000000000000007E-2,37744,19504,14152,24]
[2136,5523,"Dec",18,54812,3222,3,100,7.5,0,0.06,38159,18618,14260,43]
[2137,5523,"Dec",18,22638,2120,3,100,13.5,0,0.06,36011,17869,14287,404]
[2138,5525,"Nov",2,391,196,5.9,29,10.5,0,0.04,33996,16572,14418,620]
[2139,5525,"Nov",2,1403,725,5.9,29,10.5,0,0.02,43780,26226,14800,456]
[2140,5530,"Dec",17,36603,2527,5.5,39,10.5,1,0.09,38180,20174,13731,15]
[2141,5533,"Ag1",1,812,812,3.4,85,73.8,92,0.1,25861,13930,11670,77]
[2142,5536,"Ag1",16,14858,1432,3.6,77,73.099999999999994,86,0.16,25612,14545,10836,298]
[2143,5536,"Ag1",16,3461,480,3.6,77,72,82,0.13,24929,14288,11293,128]
[2144,5536,"Ag1",16,8128,548,3.6,77,73.7,86,0.11,25475,14308,11527,128]
[2145,5537,"Sep",6,133,22,4.7,78,68.900000000000006,87,0.04,22580,10963,12651,22]
[2146,5537,"Sep",6,1910,323,4.7,78,68.900000000000006,87,0.06,24759,13075,12355,1]
[2147,5577,"Ag1",16,12873,1023,3.3,92,76.599999999999994,96,0.02,26151,13305,13032,6]
[2148,5577,"Ag1",3,1802,845,3.3,92,73.099999999999994,86,7.0000000000000007E-2,25960,12642,12151,1504]
[2149,5577,"Ag1",16,20674,1523,3.3,92,77.900000000000006,93,0.08,25799,12630,12035,838]
[2150,5577,"Ag1",16,20607,1580,3.3,92,75.5,96,7.0000000000000007E-2,25837,13340,12161,44]
[2151,5577,"Ag1",15,10590,1006,3.3,92,75.7,96,7.0000000000000007E-2,25856,13670,12249,230]
[2152,5577,"Ag1",2,27,15,3.3,92,72.5,86,0.09,23888,11900,11946,61]
[2153,5577,"Ag2",1,651,651,2.8,89,76,99,0.11,25020,10322,11579,2941]
[2154,5577,"Ag2",16,35707,2498,2.8,89,72.2,89,0.15,24644,12496,10866,30]
[2155,5577,"Ag2",8,6500,843,2.8,89,73.5,95,0.16,24140,12490,10789,90]
[2156,5577,"Ag2",7,5877,873,2.8,89,65.599999999999994,62,0.11,24757,13193,11617,80]
[2157,5581,"Dec",17,53676,4185,4.4000000000000004,71,7.8,0,0.06,39343,19637,14299,46]
[2158,5581,"Dec",16,13271,1038,4.4000000000000004,71,15.4,0,0.05,36411,18576,14580,313]
[2159,5585,"Dec",6,11276,2185,3.6,87,3.6,0,0.03,39562,19736,14870,884]
[2160,5585,"Dec",18,21112,1343,3.6,87,14,1,0.05,35406,17438,14518,84]
[2161,5593,"Ag1",12,5709,487,3.3,91,78.599999999999994,97,0.04,27860,15320,12714,259]
[2162,5593,"Ag1",5,3993,822,3.3,91,78.5,96,0.04,26982,13956,12680,653]
[2163,5593,"Ag1",13,12954,1320,3.3,91,81.7,100,0.02,27895,14598,13088,156]
[2164,5593,"Ag2",6,6374,1183,2.7,92,78.7,99,0.06,26715,13771,12406,494]
[2165,5593,"Ag2",16,16232,1085,2.7,92,79.099999999999994,100,0.04,26219,13365,12792,27]
[2166,5593,"Ag2",4,278,70,2.7,92,71.599999999999994,86,0.05,21160,9599,12594,164]
[2167,5594,"Oct",16,6953,888,3.5,97,50.6,11,0.15,22635,11803,10972,281]
[2168,5594,"Oct",16,21777,1483,3.5,97,52.8,39,0.18,22755,11776,10356,118]
[2169,5594,"Oct",16,21503,1463,3.5,97,50.1,16,0.2,23352,11532,10147,1185]
[2170,5594,"Oct",11,9483,1412,3.5,97,51,29,0.13,22742,10217,11279,1146]
[2171,5594,"Oct",4,994,372,3.5,97,48.5,12,0.1,23750,11877,11807,940]
[2172,5595,"Jan",18,25847,1614,4.9000000000000004,59,11.8,0,0.02,35471,16917,15102,25]
[2173,5600,"Dec",11,29848,3042,5,49,7.5,0,0.04,38108,18431,14661,66]
[2174,5600,"Dec",18,25694,2060,5,49,13.5,0,0.02,36011,17238,15115,37]
[2175,5602,"Nov",13,26679,2331,2.8,100,10.5,0,0.01,37333,18030,15074,30]
[2176,5602,"Nov",18,29215,1818,2.8,100,13.5,0,0.01,36476,17697,14964,69]
[2177,5606,"Ag1",7,3935,1005,3.9,63,76,100,0.12,24145,13264,11354,37]
[2178,5606,"Ag1",4,1171,576,3.9,63,76,100,0.11,26874,15990,11628,4]
[2179,5607,"Dec",12,18181,1888,5.0999999999999996,47,8.3000000000000007,0,0.02,37685,18770,15117,44]
[2180,5607,"Dec",18,36801,2712,5.0999999999999996,47,10.5,1,0.04,37621,18526,14798,59]
[2181,5617,"Sep",6,3686,805,4.7,78,67.7,92,0.15,23377,12337,10913,502]
[2182,5658,"Dec",7,10619,2551,4.5999999999999996,65,7.8,0,0.1,38581,21034,13529,99]
[2183,5658,"Dec",14,5951,614,4.5999999999999996,65,15.4,0,0.12,36879,20936,13181,298]
[2184,5659,"Ag2",12,3968,669,2.6,97,69.099999999999994,78,0.1,25186,13901,11727,110]
[2185,5664,"Ag1",16,5662,949,3.2,94,79.7,99,0.05,26186,14205,12499,124]
[2186,5664,"Ag1",14,11335,984,3.2,94,73.599999999999994,84,0.08,26644,14697,12046,64]
[2187,5666,"Dec",17,34198,2452,3.7,85,11.2,0,7.0000000000000007E-2,38233,19513,14245,357]
[2188,5666,"Dec",3,1292,823,3.7,85,15.7,0,0.05,32898,14989,14444,612]
[2189,5666,"Dec",2,1231,643,3.7,85,15.2,0,0.04,34874,17044,14811,64]
[2190,5674,"Oct",10,5202,707,3.5,97,44.5,14,0.1,23585,11764,11662,408]
[2191,5674,"Oct",4,712,178,3.5,97,51.7,66,0.11,24703,13932,11601,114]
[2192,5674,"Oct",6,5303,909,3.5,97,46.9,51,0.04,24822,12089,12706,53]
[2193,5674,"Oct",16,7070,645,3.5,97,47,53,0.04,23824,11597,12635,6]
[2194,5675,"Ag2",2,1922,1333,2.8,91,74.599999999999994,99,0.1,25476,13206,11724,173]
[2195,5675,"Ag2",16,7913,874,2.8,91,73.8,100,7.0000000000000007E-2,24600,12774,12248,62]
[2196,5677,"Dec",1,0,0,6.5,22,7.5,0,0.13,44589,29806,13123,58]
[2197,5684,"Dec",18,35999,2379,3.4,95,8.3000000000000007,0,0.05,37704,18531,14596,384]
[2198,5684,"Dec",18,23298,1520,3.4,95,10.5,1,0.03,37621,18495,14984,654]
[2199,5690,"Oct",2,15,7,4.2,82,41,4,0.12,25706,15328,11378,16]
[2200,5690,"Oct",7,3868,907,4.2,82,41,4,0.15,24550,13968,10833,55]
[2201,5696,"Ag2",12,10349,1137,3.1,80,71.3,95,0.08,25287,13314,11993,2]
[2202,5696,"Ag2",5,3554,721,3.1,80,67.8,76,0.12,22206,11129,11423,122]
[2203,5697,"Jan",17,30076,1809,4.4000000000000004,70,12.8,0,0.11,34059,16396,13528,464]
[2204,5697,"Jan",18,43296,3074,4.4000000000000004,70,16.3,3,7.0000000000000007E-2,35340,16778,14109,58]
[2205,5707,"Jan",9,3203,370,4.5,68,12.8,0,0.05,36272,19313,14621,78]
[2206,5729,"Sep",8,2985,393,4.5999999999999996,84,64.400000000000006,75,0.08,22404,10908,12055,30]
[2207,5731,"Ag1",7,7457,1282,3.2,95,75.5,96,0.09,27259,15219,11946,34]
[2208,5731,"Ag1",16,10935,922,3.2,95,75.7,96,0.13,25314,14254,11259,114]
[2209,5735,"Dec",1,0,0,6.1,27,7.8,0,0.03,46257,29634,14927,94]
[2210,5737,"Ag1",4,6470,1832,3.3,92,72,91,0.13,25593,13626,11310,80]
[2211,5737,"Ag1",16,17416,1486,3.3,92,74.099999999999994,93,7.0000000000000007E-2,26087,13378,12183,434]
[2212,5737,"Ag1",1,557,557,3.3,92,69.5,71,0.03,24691,10538,12931,1292]
[2213,5737,"Ag1",15,19483,1305,3.3,92,76.3,95,0.06,25808,12911,12428,169]
[2214,5737,"Ag1",16,18034,1426,3.3,92,76.2,96,0.04,26190,13296,12697,66]
[2215,5737,"Ag1",16,9751,996,3.3,92,74.5,89,7.0000000000000007E-2,25498,13121,12293,470]
[2216,5737,"Ag1",15,6882,1010,3.3,92,77,97,0.05,26102,13518,12607,517]
[2217,5737,"Ag2",12,20455,1860,2.8,89,80,100,0.05,26972,13506,12618,26]
[2218,5737,"Ag2",15,17394,1253,2.8,89,77.3,99,0.02,26620,12862,12998,580]
[2219,5737,"Ag2",3,2041,960,2.8,89,76.400000000000006,100,0.02,26059,10835,13067,2324]
[2220,5737,"Ag2",16,21788,1582,2.8,89,75.900000000000006,99,0.06,25068,12190,12392,103]
[2221,5737,"Ag2",15,6307,738,2.8,89,72.599999999999994,91,0.08,23241,10443,12097,322]
[2222,5737,"Ag2",16,16423,1410,2.8,89,68.400000000000006,74,0.06,23949,11142,12316,442]
[2223,5737,"Ag2",15,23518,1640,2.8,89,66.400000000000006,61,0.11,24709,11750,11602,769]
[2224,5737,"Ag2",16,15150,1341,2.8,89,68.900000000000006,83,7.0000000000000007E-2,24010,11569,12260,213]
[2225,5737,"Ag2",16,21664,1744,2.8,89,71.7,96,0.06,24541,11413,12316,437]
[2226,5737,"Ag2",16,21764,1524,2.8,89,77.099999999999994,100,0.06,24551,11291,12319,560]
[2227,5737,"Ag2",6,4180,852,2.8,89,71.400000000000006,97,0.08,24790,9955,12001,3155]
[2228,5737,"Ag2",16,18866,1618,2.8,89,73.099999999999994,99,0.08,24689,11866,12137,485]
[2229,5744,"Ag1",16,8161,1239,3.2,94,72,83,0.09,25263,13627,11964,158]
[2230,5754,"Oct",11,6634,629,3.5,97,51.9,32,0.08,22884,10973,12066,4]
[2231,5754,"Oct",9,13277,1667,3.5,97,49.4,21,0.1,22585,10253,11648,3]
[2232,5754,"Oct",16,6264,736,3.5,97,52.1,34,0.09,23115,11616,11920,44]
[2233,5754,"Oct",4,165,62,3.5,97,53.5,50,0.09,23418,12314,11968,217]
[2234,5754,"Oct",6,3430,700,3.5,97,53.5,50,0.12,22766,11660,11438,6]
[2235,5754,"Oct",7,6225,941,3.5,97,48.3,29,0.11,23349,10937,11634,749]
[2236,5754,"Oct",5,1969,592,3.5,97,53.4,86,0.11,23771,12253,11492,586]
[2237,5754,"Dec",5,12350,2753,4.5,68,7.5,0,7.0000000000000007E-2,38206,19104,14197,126]
[2238,5754,"Dec",15,10282,745,4.5,68,13.5,0,0.04,37284,19504,14758,328]
[2239,5756,"Nov",11,20757,3337,4.8,57,10.5,0,0.17,37190,20885,12085,171]
[2240,5756,"Nov",16,15449,1831,4.8,57,13.5,0,0.14000000000000001,37488,21694,12586,297]
[2241,5761,"Dec",18,43437,3303,3.5,92,8.3000000000000007,0,0.08,37538,19003,13896,32]
[2242,5761,"Dec",17,26947,1898,3.5,92,10.5,1,0.09,38180,19753,13837,897]
[2243,5812,"Dec",13,41149,3747,4.4000000000000004,70,7.8,0,0.04,38380,18057,14712,96]
[2244,5812,"Dec",18,30599,2310,4.4000000000000004,70,15.4,0,0.05,35665,17234,14530,9]
[2245,5817,"Ag1",14,14495,1293,3.3,92,70.3,71,0.09,26160,14112,11962,24]
[2246,5820,"Dec",8,2508,337,3.8,84,15.2,0,0.01,36740,18827,15308,273]
[2247,5824,"Ag1",1,987,987,3.2,94,78.5,96,0.04,25572,12413,12723,77]
[2248,5824,"Ag1",16,13175,1318,3.2,94,81.7,100,0.03,26617,13796,12933,62]
[2249,5824,"Ag1",1,8,8,3.2,94,75.099999999999994,95,0.06,17228,5611,12462,106]
[2250,5824,"Ag1",11,4289,538,3.2,94,75.099999999999994,95,0.08,26483,14260,12080,737]
[2251,5824,"Ag2",4,5676,1522,2.6,96,78.7,99,0.06,26157,13191,12416,108]
[2252,5824,"Ag2",16,19909,1573,2.6,96,79.099999999999994,100,0.06,26219,13374,12356,223]
[2253,5824,"Ag2",16,28019,2152,2.6,96,71.599999999999994,86,0.13,24933,12589,11290,282]
[2254,5824,"Ag2",13,2824,710,2.6,96,70.7,84,0.1,24891,13317,11666,700]
[2255,5826,"Jan",18,42110,2669,4.0999999999999996,77,11.8,0,0.05,35471,16636,14504,1]
[2256,5831,"Dec",1,0,0,6.2,24,7.5,0,0.12,44589,29661,13268,58]
[2257,5833,"Nov",14,42218,3526,4.0999999999999996,82,10.5,0,0.05,37588,18186,14248,33]
[2258,5833,"Nov",18,40441,2784,4.0999999999999996,82,13.5,0,0.03,36476,17457,14600,49]
[2259,5833,"Ag2",16,25274,1857,2.7,92,76,100,0.09,24972,12224,11923,223]
[2260,5833,"Ag2",16,3954,523,2.7,92,75.8,99,0.04,24480,12137,12714,361]
[2261,5833,"Sep",5,308,95,3.7,100,69.099999999999994,88,0.09,21660,10856,11895,5]
[2262,5833,"Sep",2,465,237,3.7,100,64,62,0.1,24340,12065,11782,1006]
[2263,5834,"Oct",4,5711,1567,3.5,97,50.5,32,0.11,23793,11428,11604,219]
[2264,5834,"Oct",16,19556,1723,3.5,97,52.4,49,0.11,23214,11227,11616,4]
[2265,5834,"Oct",16,18170,1312,3.5,97,49.3,38,0.15,22947,11397,10987,282]
[2266,5838,"Dec",3,2366,1372,4.9000000000000004,56,8.3000000000000007,0,0.08,38546,21654,14006,3]
[2267,5839,"Oct",10,15095,2066,3.6,95,33.5,1,0.13,25774,13057,11172,805]
[2268,5852,"Ag1",13,5282,553,3.6,75,66.7,37,0.11,26442,14835,11515,631]
[2269,5853,"Oct",14,7224,845,5.7,24,55.3,49,0.21,23232,13627,9915,72]
[2270,5886,"Oct",8,7923,1140,4.5999999999999996,65,40.299999999999997,1,0.21,24490,12410,9946,1966]
[2271,5889,"Ag2",16,16359,1602,3.3,63,71.8,87,0.06,25271,12678,12392,158]
[2272,5889,"Ag2",16,4664,497,3.3,63,74.400000000000006,99,0.04,25025,12642,12765,305]
[2273,5891,"Ag1",15,2835,244,3.2,95,76.2,96,0.04,26737,14662,12749,136]
[2274,5891,"Ag1",12,9062,1049,3.2,95,77,97,0.1,26963,15314,11714,88]
[2275,5891,"Ag2",16,6177,707,3.4,62,80,100,0.09,25632,13952,11967,305]
[2276,5891,"Ag2",12,21084,2091,3.4,62,77.3,99,0.14000000000000001,27424,15403,11036,110]
[2277,5897,"Ag1",3,2535,966,3.3,92,69.8,63,7.0000000000000007E-2,24911,11865,12182,956]
[2278,5897,"Ag1",15,6995,762,3.3,92,64.8,21,0.05,25084,12535,12540,541]
[2279,5897,"Ag1",15,3486,542,3.3,92,69.599999999999994,75,0.04,25174,13185,12682,73]
[2280,5901,"Ag2",11,7704,1015,3.9,39,79.099999999999994,100,0.05,27633,15205,12515,100]
[2281,5906,"Jan",4,4411,1437,4.0999999999999996,77,12.4,0,0.05,33886,16013,14460,6]
[2282,5915,"Dec",18,32772,2489,3.9,81,8.3000000000000007,0,0.06,37704,18747,14289,654]
[2283,5915,"Dec",18,44146,2948,3.9,81,10.5,1,0.05,37621,18492,14468,15]
[2284,5915,"Ag2",9,15446,1824,2.8,91,74.3,97,0.13,26502,13939,11276,484]
[2285,5915,"Ag2",16,15834,1185,2.8,91,75.5,97,0.13,25514,13655,11268,580]
[2286,5915,"Ag2",8,348,65,2.8,91,72.8,92,0.08,24544,13190,12036,260]
[2287,5928,"Jan",8,13789,2136,3.7,86,12.8,0,0.09,34048,15691,13749,842]
[2288,5928,"Jan",18,49790,2943,3.7,86,16.3,3,0.05,35340,16043,14539,1]
[2289,5928,"Jan",5,728,262,3.7,86,25,13,0.05,34862,18508,14565,81]
[2290,5928,"Jan",2,280,236,3.7,86,25,13,0.05,32216,15364,14560,36]
[2291,5936,"Jan",15,42396,3371,3.4,95,7.1,0,7.0000000000000007E-2,35862,16872,14181,52]
[2292,5954,"Oct",16,16617,1147,5.0999999999999996,44,62.8,96,0.27,22850,13300,9006,361]
[2293,5980,"Jan",18,61206,3675,3.6,89,11.8,0,0.09,35471,15908,13728,445]
[2294,5980,"Jan",10,3392,822,3.6,89,19.899999999999999,1,0.08,31901,14282,13905,567]
[2295,5984,"Ag2",8,4331,884,2.6,96,68.400000000000006,72,7.0000000000000007E-2,23205,11303,12259,120]
[2296,5985,"Dec",18,74096,4941,3.6,87,7.5,0,0.11,38001,18246,13395,50]
[2297,5985,"Dec",18,49314,2992,3.6,87,13.5,0,0.08,36011,17111,13958,10]
[2298,5993,"Ag1",1,228,228,3.3,91,79.7,99,0.05,21067,9413,12467,316]
[2299,5993,"Ag2",6,6212,1930,2.7,92,75.8,97,0.08,27015,14042,12079,877]
[2300,5993,"Ag2",16,10054,1109,2.7,92,72.400000000000006,92,0.09,25006,13023,11942,392]
[2301,5993,"Ag2",11,14624,1532,2.7,92,70.3,83,0.09,26264,13668,11969,185]
[2302,5994,"Oct",15,9623,982,3.5,97,53.1,38,0.13,23401,12121,11200,296]
[2303,5994,"Oct",5,6204,1460,3.5,97,54.1,43,0.13,23236,11738,11211,0]
[2304,5994,"Oct",16,13636,958,3.5,97,54.4,45,0.12,22975,11590,11345,44]
[2305,5994,"Oct",1,176,176,3.5,97,52.2,36,0.14000000000000001,21023,10466,11121,83]
[2306,5994,"Oct",2,882,455,3.5,97,50,25,0.04,22754,9973,12768,124]
[2307,5994,"Oct",16,16408,1144,3.5,97,44.2,1,0.05,23656,10943,12508,36]
[2308,5994,"Oct",16,15148,1081,3.5,97,42.6,3,7.0000000000000007E-2,24175,11812,12154,118]
[2309,5994,"Oct",16,13591,931,3.5,97,45.4,16,7.0000000000000007E-2,23506,11172,12297,44]
[2310,6002,"Oct",8,5719,861,3.4,99,56.6,66,0.2,22842,12915,10034,1]
[2311,6012,"Ag2",11,10048,1248,3.1,84,70.7,93,0.05,25966,13340,12537,63]
[2312,6012,"Ag2",16,10624,1059,3.1,84,72.099999999999994,97,0.06,24407,12274,12436,12]
[2313,6012,"Ag2",16,4017,274,3.1,84,71.3,95,0.04,24554,12552,12707,23]
[2314,6013,"Jan",10,18980,2128,4.5,67,7.1,0,0.06,34988,16636,14321,71]
[2315,6043,"Dec",8,20043,3914,5,51,7.8,0,7.0000000000000007E-2,40307,21468,14104,37]
[2316,6043,"Dec",6,1260,305,5,51,15.4,0,0.03,38454,21382,14904,21]
[2317,6045,"Ag2",4,5781,1479,2.6,95,75.599999999999994,100,0.11,26041,13422,11562,589]
[2318,6045,"Ag2",7,2463,544,2.6,95,76.400000000000006,100,7.0000000000000007E-2,23844,11888,12236,431]
[2319,6047,"Dec",2,0,0,4.5,67,3.6,0,0.18,44258,30413,12142,102]
[2320,6049,"Ag1",16,14380,991,3.4,86,80.099999999999994,99,0.03,26773,13892,12951,27]
[2321,6049,"Ag1",6,4879,1292,3.4,86,79.7,99,0.05,27510,15020,12489,246]
[2322,6049,"Ag2",7,5164,884,3.3,63,68.099999999999994,68,0.13,22930,11856,11326,73]
[2323,6050,"Oct",5,5660,1494,3.9,90,32.799999999999997,1,0.03,28058,14898,12916,66]
[2324,6050,"Oct",11,12674,1282,3.9,90,36.6,4,0.05,25183,12151,12515,127]
[2325,6051,"Dec",4,7248,2062,3.5,90,11.2,0,0.08,36403,17873,14028,204]
[2326,6051,"Dec",18,28339,1689,3.5,90,15.7,0,7.0000000000000007E-2,35648,17719,14103,59]
[2327,6051,"Dec",18,27096,1659,3.5,90,15.2,0,0.08,35379,17531,14007,142]
[2328,6064,"Oct",8,5736,1243,4.2,80,56.3,63,0.22,22287,11774,9789,829]
[2329,6064,"Oct",2,527,499,4.2,80,51.4,28,0.15,23267,13180,10840,6]
[2330,6064,"Nov",3,5110,2186,4.5,71,10.5,0,0.06,34494,15958,14106,26]
[2331,6064,"Nov",17,17885,1271,4.5,71,13.5,0,0.05,36982,18858,14332,700]
[2332,6074,"Oct",2,2879,1700,3.5,97,51.4,11,0.19,19408,7384,10174,577]
[2333,6074,"Oct",1,355,355,3.5,97,50.2,30,7.0000000000000007E-2,20826,8395,12224,266]
[2334,6074,"Oct",8,2730,354,3.5,97,55.8,75,0.05,22426,10253,12578,76]
[2335,6074,"Oct",13,4073,328,3.5,97,55.2,70,7.0000000000000007E-2,22637,10834,12232,60]
[2336,6074,"Oct",16,8112,873,3.5,97,43.2,17,0.09,24490,12427,11828,585]
[2337,6074,"Oct",8,10608,1404,3.5,97,41.4,16,0.04,24432,11275,12632,21]
[2338,6076,"Ag1",1,46,46,3.4,87,68.3,63,0.09,25753,14449,11811,74]
[2339,6082,"Jan",12,24329,2422,2.4,99,12.8,0,0.06,33385,14667,14425,222]
[2340,6082,"Jan",18,58071,3374,2.4,99,16.3,3,0.05,35340,15506,14534,84]
[2341,6082,"Jan",10,5953,661,2.4,99,25,13,0.04,33046,15903,14730,3]
[2342,6083,"Ag2",16,4702,501,2.9,87,68.8,75,0.1,24194,12928,11670,281]
[2343,6092,"Jan",8,8696,1227,3.9,84,12.8,0,0.06,36154,18594,14420,11]
[2344,6092,"Jan",15,2859,292,3.9,84,11.8,0,0.04,37360,19607,14738,1027]
[2345,6096,"Ag2",2,656,617,3.1,80,69.599999999999994,76,7.0000000000000007E-2,25284,12418,12274,851]
[2346,6096,"Ag2",13,10131,906,3.1,80,74.900000000000006,96,0.03,26393,13592,12875,67]
[2347,6120,"Dec",1,0,0,4.9000000000000004,52,7.8,0,0.1,46257,30123,13673,859]
[2348,6128,"Dec",1,667,667,11,3,11.2,0,0.05,43539,26335,14467,467]
[2349,6129,"Ag2",10,5904,606,3.3,63,73.099999999999994,95,0.08,25337,13595,12008,36]
[2350,6129,"Sep",4,5070,1288,4.5999999999999996,84,66.7,82,7.0000000000000007E-2,24371,11786,12213,50]
[2351,6129,"Sep",15,11354,1110,4.5999999999999996,84,62.8,54,0.06,23411,11103,12358,129]
[2352,6129,"Sep",13,8314,1027,4.5999999999999996,84,66.599999999999994,83,0.04,23857,11373,12710,8]
[2353,6129,"Sep",16,8888,747,4.5999999999999996,84,63.6,74,0.08,22841,10622,12126,475]
[2354,6129,"Sep",16,7179,765,4.5999999999999996,84,65.7,87,0.05,23092,10983,12591,6]
[2355,6129,"Sep",1,10,10,4.5999999999999996,84,65,86,0.04,22912,10040,12686,724]
[2356,6129,"Sep",7,1070,221,4.5999999999999996,84,65,86,0.05,22838,10838,12560,233]
[2357,6129,"Sep",4,987,352,4.5999999999999996,84,70.7,100,0.05,21950,10442,12498,5]
[2358,6141,"Nov",5,3427,1013,5.2,46,10.5,0,0.01,37732,19658,15082,48]
[2359,6141,"Nov",17,36850,3039,5.2,46,13.5,0,0.08,36982,19060,13664,51]
[2360,6146,"Dec",18,52171,3138,3.7,85,8.3000000000000007,0,0.06,37704,18305,14268,40]
[2361,6146,"Dec",17,30978,1881,3.7,85,10.5,1,7.0000000000000007E-2,38180,19205,14149,897]
[2362,6153,"Ag2",16,17058,1109,2.7,92,61.1,22,0.11,23878,11853,11519,419]
[2363,6153,"Ag2",14,24071,1826,2.7,92,69.5,92,0.08,25374,12500,12022,84]
[2364,6153,"Sep",4,3164,1239,3.7,100,70.599999999999994,92,0.08,25099,13118,12083,53]
[2365,6153,"Sep",16,12892,926,3.7,100,66.7,70,0.08,24391,12518,11994,9]
[2366,6153,"Sep",16,7890,967,3.7,100,68.900000000000006,87,0.09,24020,12494,11960,9]
[2367,6153,"Sep",4,2260,607,3.7,100,65.2,70,0.09,24684,13072,11942,52]
[2368,6153,"Sep",16,1499,102,3.7,100,62.8,61,0.09,23504,12343,11927,77]
[2369,6153,"Sep",7,1729,268,3.7,100,64,80,0.11,23403,11226,11571,1305]
[2370,6154,"Oct",1,729,729,3.5,97,55.8,50,0.14000000000000001,21035,9561,11113,47]
[2371,6154,"Oct",7,8154,1537,3.5,97,50.7,26,0.14000000000000001,22669,11213,10994,157]
[2372,6158,"Ag2",2,921,862,2.7,94,69.8,78,0.09,25355,13312,11949,222]
[2373,6159,"Oct",7,2277,348,3.6,95,43.7,30,0.18,23485,11498,10418,2103]
[2374,6159,"Ag2",2,128,119,2.6,99,73.099999999999994,96,0.1,24981,13822,11676,6]
[null,null,null,{"$f":"AVERAGE(D6:D2379)","v":11.127632687447345},{"$f":"AVERAGE(E6:E2379)","v":12703.939342881213},1183.3622577927549]
[]
[]
[]
[]
[]
[]
[null,null,null,"Dur","Mag","Peak","ROff","Hyd","Event","Temp","FOut","Dem","Hydro","Therm","Wind"]
["No","Game","Mon","hours","mw-hrs","mw-hrs","maf","(%)","Temp","(%)","(%)","(averaged over the event)"]